## Ceník Aerservice
Objednací číslo | Popis | Jednotka | Cena CZK bez DPH
AER11C00A0R00 | Portable fume extractor - 1,1kW - 230V/1/50Hz - ON/OFF | ks | 14469
RICAER0000SPZB | Set No. 2 brushes for motor - 1100W - 240V/50Hz | ks | 543
RICAER0MOTSPZB | Replacement motor - 1100W - 240V/50Hz | ks | 3489
DBPZ2201020LK | Cable - L. 3 m - Schuko - 250V 10A | ks | 621
T1900500003000 | Flexible hose - T19 - Ø 50 mm - L. 3 m | ks | 1163
T1500410002000 | Flexible hose - T15 - Ø 40 mm - L. 2 m | ks | 1241
T1500510002000 | Flexible hose - T15 - Ø 50 mm - L. 2 m | ks | 1551
T1500630002000 | Flexible hose - T15 - Ø 60 mm - L. 2 m | ks | 1809
RICAER0010SPZB | Conical nozzle with rod and magnet - H. 120 mm - Ø 48-90 mm | ks | 1654
RF0AER1100002 | Kit filters: spark arrestor filter, cartridge filter 99%, active carbons filter | ks | 4651
RF0AER2010003 | Replacement filter: cartridge filter - M >99% | ks | 2533
AER21C00A0A00 | Portable fume extractor - 1,1kW - 230V/1/50Hz - ON/OFF | ks | 16536
RICAER0000SPZB | Set No. 2 brushes for motor - 1100W - 40V/50Hz | ks | 543
RICAER0MOTSPZB | Replacement motor - 1100W - 240V/50Hz | ks | 3489
DBPZ2201020LK | Cable - L. 3 m - Schuko - 250V 10A | ks | 621
T1920000000050 | Flexible hose - T19 - Ø 50 mm - L. 2 m | ks | 1034
T1500410002000 | Flexible hose - T15 - Ø 40 mm - L. 2 m | ks | 1241
T1500510002000 | Flexible hose - T15 - Ø 50 mm - L. 2 m | ks | 1551
T1500630002000 | Flexible hose - T15 - Ø 60 mm - L. 2 m | ks | 1809
RICAER0010SPZB | Conical nozzle with rod and magnet - H. 120 mm - Ø 48-90 mm | ks | 1654
RF0AER2010002 | Kit filters: spark arrestor filter, cartridge filter 99%, active carbons filter | ks | 4651
RF0AER2010003 | Replacement filter: cartridge filter - M >99% | ks | 2533
AER45C00A0A00 | Portable fume extractor - 730 l/min | ks | 55551
T1920000000050 | Flexible hose - T19 - Ø 50 mm - L. 2 m | ks | 1034
T1500410002000 | Flexible hose - T15 - Ø 40 mm - L. 2 m | ks | 1241
T1500510002000 | Flexible hose - T15 - Ø 50 mm - L. 2 m | ks | 1551
T1500630002000 | Flexible hose - T15 - Ø 60 mm - L. 2 m | ks | 1809
RICAER0010SPZB | Conical nozzle with rod and magnet - H. 120 mm - Ø 48-90 mm | ks | 1654
RF0AER0400002 | Kit filters: cartridge filter 99%, active carbons filter | ks | 8398
RF0AER0400003 | Replacement filter: cartridge filter - M >99% | ks | 6977
MON10W000PAA0 | Mobile filter unit - W3 Certified - 1.1 kW - 230V/1/50Hz | ks | 45216
ARMOTECH16I200 | Articulated arm pre-assembled - Ø 160 mm - L. 2000 mm | ks | 20034
ARMOTECH16I300 | Articulated arm pre-assembled - Ø 160 mm - L. 3000 mm | ks | 21426
ARMOFLEX16I200 | Articulated arm pre-assembled - Ø 160 mm - L. 2000 mm | ks | 15165
ARMOFLEX16I300 | Articulated arm pre-assembled - Ø 160 mm - L. 3000 mm | ks | 17530
ARMOLIGHT16024 | Lighting kit for round capture hood on arm - Ø 160 mm | ks | 6977
AC0CAR00000000 | Flex hose incl. hood and magnet | ks | 8010
ARMOSPARK0160 | Spark arrestor filter to fit in the round hood - Ø 160 mm | ks | 3359
ACC0MONO00000 | Discharge plate - Ø 200 mm | ks | 4393
T1902000005000 | Flexible hose - T19 - Ø 200 mm - L. 5 m | ks | 4651
RF0MONO100001 | Kit filters: cartridge filter, flat filter - M >99% - 6,3 m2 | ks | 8139
RF0MONO100002 | Kit filters: cartridge filter, flat filter - M >99% - 8 m2 | ks | 9302
UNI22W0000AG0 | Mobile filter unit - W3 certified - 1,1kW - 230V/1/50Hz | ks | 62855
UNI22W1000AG0 | Mobile filter unit - W3 certified - 1,1kW - 400V/3/50-60Hz | ks | 68321
RF0UNI2200021 | Kit filters: spark arrestor, cartridge - >99% | ks | 12661
RF0UNI2200022 | Kit filters: spark arrestor | ks | 1292
RF0UNI2200023 | Kit filters: cartridge - >99% | ks | 11369
ARMOTECH12I200 | Articulated arm pre-assembled - Ø 125 mm - L. 2000 mm | ks | 22956
ARMOTECH12I300 | Articulated arm pre-assembled - Ø 125 mm - L. 3000 mm | ks | 24486
ARMOFLEX16I400 | Articulated arm pre-assembled - Ø 160 mm - L. 4000 mm | ks | 20034
ARMOLIGHT16030 | Lighting kit for round capture hood on arm - Ø 160 mm | ks | 6977
ARMOSPARK0160 | Spark arrestor filter to fit in the round hood - Ø 160 mm | ks | 3359
SELIBS01600115 | Manual shutter kit for round capture hood on arm - Ø 160 mm | ks | 1163
50FILU02204 | Plate for dual arm - Ø 160 mm | ks | 2713
KITSTE0000024 | Kit Start & Stop c/w cable and male connector - 12 VDC - 2,5 m - 4p male connector | ks | 3489
ARE03G1501000 | Cable reel - 230V - L. 10 m - Schuko | ks | 5814
ARE03G1501500 | Cable reel - 230V - L. 15 m - Schuko | ks | 6331
ARE03G1502500 | Cable reel - 230V - L. 25 m - Schuko | ks | 11627
RF0UNI2200003 | Kit filters: active carbons filter (pair) - 10 kg | ks | 5685
50FILU02212 | Discharge plate with hole for discharge flexible hose - Ø 200 mm UNI 3.2 1b | ks | 7752
T1902000005000 | Flexible hose - T19 - Ø 200 mm - L. 5 m | ks | 4651
RF0UNI2200007 | Kit filters: paint stop filter (to use together with active carbons filter) - F10 - 490x592x48 mm | ks | 1447
RF0UNI2200008 | Kit filters: active carbons filter for discharge hole plate - 292x648x80 mm - 10 kg | ks | 4005
ACCUNI2200010 | Kit filter: Hepa filter (Pair) H14 - 99,995% | ks | 23125
UNI22L0000AD0 | Mobile filter unit - W3 certified - 1,1kW - 230V/1/50Hz | ks | 78134
UNI22L1000AD0 | Mobile filter unit - W3 certified - 1,1kW - 400V/3/50-60Hz | ks | 84966
ARMOLIGHT16030 | Lighting kit for round capture hood on arm - Ø 160 mm | ks | 6977
ARMOSPARK0160 | Spark arrestor filter to fit in the round hood - Ø 160 mm | ks | 3359
ARE03G1501000 | Cable reel - 230V - L. 10 m - Schuko | ks | 5814
ARE03G1501500 | Cable reel - 230V - L. 15 m - Schuko | ks | 6331
ARE03G1502500 | Cable reel - 230V - L. 25 m - Schuko | ks | 11627
RF0UNI2200026 | Kit filters: spark arrestor, cartridge - >99% | ks | 12661
RF0UNI2200022 | Kit filters: spark arrestor | ks | 1292
RF0UNI2200023 | Kit filters cartridge - >99% | ks | 11369
RF0UNI2200027 | Kit filters: active carbons filter (pair) - 10 kg | ks | 13694
UNI32W0ASBAA0 | Self-cleaning mobile filter unit for 1 articulated arm - 1,5kW - 230V/1/50Hz - 2 cartridges - Start/stop | ks | 110555
UNI32W1ASBAA0 | Self-cleaning mobile filter unit for 1 articulated arm - 1,5kW - 400V/3/50-60Hz -2 cartridges - Start/stop | ks | 115524
UNI32W0BSBAA0 | Self-cleaning mobile filter unit for double articulated arm - 1,5kW - 230V/1/50Hz - 2 cartridges - Start/stop | ks | 111797
UNI32W1BSBAA0 | Self-cleaning mobile filter unit for double articulated arm - 1,5kW - 400V/3/50-60Hz - 2 cartridges - Start/stop | ks | 116766
ARMOTECH16I400 | Articulated arm pre-assembled - Ø 160 mm - L. 4000 mm | ks | 24765
ARMOLIGHT16030 | Lighting kit for round capture hood on arm - Ø 160 mm | ks | 6977
ARMOSPARK0160 | Spark arrestor filter to fit in the round hood - Ø 160 mm | ks | 3359
RF0UNI3200002 | Kit filters: active carbons filter (10 kg) UNI 3.2 1b | ks | 6977
ACCUNI3200010 | Kit filter H14 - 99,99% | ks | 24029
ACCUNI3200020 | Kit rejet - Ø 200 mm | ks | 7752
T1902000005000 | Flexible hose - T19 - Ø 200 mm - L. 5 m | ks | 4651
RF0UNI3200005 | Kit filters: cartridge filters (pair) - >99% - 2 x 8 m2 | ks | 17570
MON10C0000AA0 | Mobile filter unit - 0,55kW - 230V/1/50Hz | ks | 38757
AC0CAR00000000 | Flex hose incl. hood and magnet - Ø 160 mm - L. 3300 mm | ks | 8010
ARMOLIGHT16024 | Lighting kit for round capture hood on arm - Ø 160 mm | ks | 6977
ARMOSPARK0160 | Spark arrestor filter to fit in the round hood - Ø 160 mm | ks | 3359
RF0MONO100000 | Kit filters: Cartridge - “BIA” M >99% | ks | 4134
EVO2LH0000AA0 | Depuratore carrellato - 1,1kW - 230V/1/50Hz | ks | 43666
AC0CAR00000000 | Flex hose incl. hood and magnet - Ø 160 mm - L. 3300 mm | ks | 8010
ARMOLIGHT16024 | Lighting kit for round capture hood on arm - Ø 160 mm | ks | 6977
ARMOSPARK0160 | Spark arrestor filter to fit in the round hood - Ø 160 mm | ks | 3359
ARE03G1501000 | Cable reel - 230V - L. 10 m - Schuko | ks | 5814
ARE03G1501500 | Cable reel - 230V - L. 15 m - Schuko | ks | 6331
ARE03G1502500 | Cable reel - 230V - L. 25 m - Schuko | ks | 11627
RF0EVO2200000 | Kit filters: spark arrestor, wavy filter, pocket filter - E12 >99,5% | ks | 6460
RF0EVO2200001 | Kit filters: spark arrestor, wavy filter | ks | 1732
RF0EVO2200002 | Kit filters: pocket filter - E12 >99,5% | ks | 5168
RF0EVO2200003 | Kit filters: pocket filter - H13 >99,9% | ks | 7623
UNI22H0000AA0 | Mobile filter unit - 1,1kW - 230V/1/50Hz | ks | 51924
UNI22H1000AA0 | Mobile filter unit - 1,1kW - 400V/3/50-60Hz | ks | 58135
UNI22E0000AE0 | Mobile filter unit - 1,1kW - 230V/1/50Hz | ks | 99624
UNI22E1000AE0 | Mobile filter unit - 1,1kW - 400V/3/50-60Hz | ks | 105462
ARMOLIGHT16030 | Lighting kit for round capture hood on arm - Ø 160 mm | ks | 6977
ARMOSPARK0160 | Spark arrestor filter to fit in the round hood - Ø 160 mm | ks | 3359
SELIBS01600115 | Manual shutter for round capture hood on arm - Ø 160 mm | ks | 1163
50FILU02204 | Plate for dual arm - Ø 160 mm | ks | 2713
50FILU02212 | Discharge plate with hole for discharge flexible hose - Ø 200 mm | ks | 7752
T1902000005000 | Flexible hose - T19 - Ø 200 mm L. 5 m | ks | 4651
KITSTE0000024 | Kit Start & Stop c/w cable and male connector - 12 VDC - 2,5 m - 4p male connector | ks | 3489
ARE03G1501000 | Cable reel - 230V - L. 10 m - Schuko | ks | 5814
ARE03G1501500 | Cable reel - 230V - L. 15 m - Schuko | ks | 6331
ARE03G1502500 | Cable reel - 230V - L. 25 m - Schuko | ks | 11627
RF0UNI2200000 | Kit filtri: antiscintilla, ondulato, tasca rigida - E 12 >99,5% UNI 2H | ks | 6650
F1200592490098 | Předfiltr F12 pro odsavač UNI 2.0/2.2 H | ks | 1150
F15ARA00000005 | Ocelový filtr F15- lapač jisker pro odsavač UNI 2.0/2.2 H | ks | 1430
RF0UNI2200001 | Kit filters: spark arrestor, wavy filter UNI 2H - UNI 2E | ks | 2150
RF0UNI2200002 | Kit filters: pocket filter - E 12 >99,5% UNI 2H | ks | 5168
RF0UNI2200003 | Kit filters: active carbons filter (pair) - 10 kg UNI 2H - UNI 2E | ks | 5685
RF0UNI2200004 | Kit filters: spark arrestor, wavy filter, pocket filter - H13 >99,9% UNI 2H | ks | 8656
RF0UNI2200005 | Kit filters: pocket filter - H13 >99,9% UNI 2H | ks | 7106
RF0UNI2200006 | Kit filters: spark arrestor, paint stop filter, pocket filter - H13 >99,9% UNI 2H | ks | 6847
ACCUNI2200010 | Kit filter: Hepa filter (Pair) H14 - 99,99%UNI 2H - UNI 2E | ks | 23125
RF0UNI2200007 | Kit filters: paint stop filter (to use together with active carbons filter) UNI 2H - UNI 2E | ks | 1447
RF0UNI2200008 | Kit filters: active carbons filter for discharge hole plate - 292x648x80 mm - 10 kg UNI 2H - UNI 2E | ks | 4005
RF0UNI2200009 | Kit filters: active carbons filter (pair) for Amines and Ammonia NH3 - 10 kg UNI 2H - UNI 2E | ks | 12919
RF0UNI2200010 | Kit filters: HIGH INTENSITY spark arrestor, pocket filter - E 12 >99,5% UNI 2H | ks | 8010
RF0UNI2200011 | Kit filters: HIGH INTENSITY spark arrestor UNI 2H | ks | 2713
RF0UNI2200014 | Kit filters: spark arrestor, wavy filter, electrostatic cell - E11 >95% UNI 2E | ks | 51675
RF0UNI2200015 | Kit filters: electrostatic cell - E11 >95% UNI 2E | ks | 50384
RF0UNI2200016 | Kit filters: cable with connector - 3 m UNI 2E | ks | 2713
RF0UNI2200017 | Kit filters: power supply device for electrostatic cell UNI 2E | ks | 14728
RF0UNI2200018 | Kit filters: wire tension springs (20 pcs) UNI 2E | ks | 1654
RF0UNI2200019 | Kit filters: tungsten ionizing threads (10 pcs) UNI 2E | ks | 2067
RF0UNI2200020 | Rinsing liquid (10 kg) for electrostatic cell UNI 2E | ks | 3230
UNI22V0000AA0 | Mobile filter unit - 1,1kW - 230V/1/50Hz | ks | 115524
UNI22V1000AA0 | Mobile filter unit - 1,1kW - 400V/3/50-60Hz | ks | 120617
F19C000160400Z | Cartridge filter for solvent absorption - F19 C - 2,9 kg activated carbon - Ext. Ø 160x400h mm | ks | 2455
RICFUNI0000020 | Activated carbon filter kit for solvent absorption - FILTER UNI - 5+5 kg - 292x648x40 mm | ks | 5814
ARMOTVOC16I200 | Articulated arm pre-assembled - Ø 160 mm - L. 2000 mm | ks | 21426
ARMOTVOC16I300 | Articulated arm pre-assembled - Ø 160 mm - L. 3000 mm | ks | 22817
ARMOPAINT0160 | Kit filter Paint Stop in the hood for paint touch-ups - Ø 160 mm | ks | 2197
ICAP2H0000AA0 | Wall-mounted unit - 1,5kW - 230V/1/50Hz | ks | 48575
ICAP2H1000AA0 | Wall-mounted unit - 1,5kW - 400V/3/50-60Hz | ks | 48187
ICAP2E0000AA0 | Wall-mounted unit - 1,5kW - 230V/1/50Hz | ks | 102059
ICAP2E1000AA0 | Wall-mounted unit - 1,5kW - 400V/3/50-60Hz | ks | 101542
KITSIF2001000 | Clogged filter alarm kit including pressure differential switch (place in order together with the filter unit) - 200-1000 Pa - 230V/1/50Hz ICAP 2H | ks | 4264
ACCICAP2223000 | ON/OFF switch panel incl. clogged filter alarm and cable - 230V - 3 m ICAP 2H | ks | 18474
ACCICAP2240000 | ON/OFF switch panel incl. clogged filter alarm and cable - 400V - 3 m ICAP 2H | ks | 22479
ARMOTECH12I201 | Articulated arm pre-assembled - Ø 125 mm - L. 2000 mm | ks | 23652
ARMOTECH12I301 | Articulated arm pre-assembled - Ø 125 mm - L. 3000 mm | ks | 25182
ARMOTECH12I401 | Articulated arm pre-assembled - Ø 125 mm - L. 4000 mm | ks | 27547
ARMOTECH16I201 | Articulated arm pre-assembled - Ø 160 mm - L. 2000 mm | ks | 21843
ARMOTECH16I301 | Articulated arm pre-assembled - Ø 160 mm - L. 3000 mm | ks | 23373
ARMOTECH16I401 | Articulated arm pre-assembled - Ø 160 mm - L. 4000 mm | ks | 25043
ARMOFLEX16I201 | Articulated arm pre-assembled - Ø 160 mm - L. 2000 mm | ks | 16139
ARMOFLEX16I301 | Articulated arm pre-assembled - Ø 160 mm - L. 3000 mm | ks | 18365
ARMOFLEX16I401 | Articulated arm pre-assembled - Ø 160 mm - L. 4000 mm | ks | 20591
ARMOLIGHT16025 | Lighting kit for round capture hood on arm - Ø 160 mm | ks | 8527
ARMOSPARK0160 | Spark arrestor filter to fit in the round hood - Ø 160 mm | ks | 3359
DBICAP2000001 | Plate for dual arm - 160 mm Armoflex - 125 mm Armotech 2-3 m | ks | 2584
PAB16000001000 | Extension for articulated arm - Ø 160 mm - L. 1000 mm | ks | 23771
PAB16000002000 | Extension for articulated arm - Ø 160 mm - L. 2000 mm | ks | 27517
PAB16000003000 | Extension for articulated arm - Ø 160 mm - L. 3000 mm | ks | 30101
PAB16000004000 | Extension for articulated arm - Ø 160 mm - L. 4000 mm | ks | 32556
ACC0ICAP200010 | Adapter for connection of PAB extension onto ICAP wall standing unit | ks | 3359
EV018020150M04 | Extractor fan incl. adapter for flexible hose - EV 18 - 1,5kW - 230V 50Hz - Q max 2300 m3/h | ks | 14857
| 1580Pa - Ø 180 mm | ks | 0
EV018020150T04 | Extractor fan incl. adapter for flexible hose - EV 18 - 1,5kW - 400V 50-60Hz - Q max 2300 m3/h | ks | 14986
| 1580Pa - Ø 180 mm | ks | 0
RF0ICAP200000 | Kit filters: spark arrestor, wavy filter, pocket filter - E12 >99,5% ICAP 2H | ks | 6589
RF0ICAP200001 | Kit filters: spark arrestor, wavy filter - ICAP 2H - ICAP 2E | ks | 1732
RF0ICAP200002 | Kit filters: pocket filter - E12 >99,5% ICAP 2H | ks | 5168
RF0ICAP200003 | Kit filters: active carbons filter - 5 kg ICAP 2H - ICAP 2E | ks | 3876
RF0ICAP200005 | Kit filters: pocket filter - H13 >99,9% ICAP 2H | ks | 7623
RF0ICAP200007 | Kit filters: paint stop filter (to use together with active carbons filter) ICAP 2H - ICAP 2E | ks | 1060
RF0ICAP200008 | Kit filters: spark arrestor, wavy filter, electrostatic cell - E11 >95% ICAP 2E | ks | 51417
RF0ICAP200009 | Kit filters: electrostatic cell - E11 >95% ICAP 2E | ks | 50384
RF0ICAP200010 | Kit filters: cable with connector - 3 m ICAP 2E | ks | 2843
RF0ICAP200011 | Kit filters: power supply device for electrostatic cell ICAP 2E | ks | 11757
RF0ICAP200012 | Kit filters: wire tension springs (20 pcs) ICAP 2E | ks | 1447
RF0ICAP200013 | Kit filters: tungsten ionizing threads (10 pcs) ICAP 2E | ks | 1654
RF0ICAP200014 | Rinsing liquid (10 kg) for electrostatic cell ICAP 2E | ks | 3101
RF0ICAP200015 | Kit filters: electric box and clogged filter alarm ICAP 2E | ks | 8268
ICAP4C13S0AA0 | Wall-fitting filter unit for 1 or 2 articulated arm - 2,2kW - 400V/3/50-60Hz - Start/Stop | ks | 133839
CWB02018000000 | Wall bracket for connection to flex hose - Ø 160 mm | ks | 2843
ARMOLIGHT16030 | Lighting kit for round capture hood on arm - Ø 160 mm | ks | 6977
ARMOSPARK0160 | Spark arrestor filter to fit in the round hood - Ø 160 mm | ks | 3359
PAB16000001000 | Extension for articulated arm - Ø 160 mm - L. 1000 mm | ks | 23771
PAB16000002000 | Extension for articulated arm - Ø 160 mm - L. 2000 mm | ks | 27517
PAB16000003000 | Extension for articulated arm - Ø 160 mm - L. 3000 mm | ks | 30101
PAB16000004000 | Extension for articulated arm - Ø 160 mm - L. 4000 mm | ks | 32556
ACCIBS00000RF1 | Adapter for connection of hose on bracket - Ø 160 / Ø 160 mm | ks | 1241
SLL200600100 | Silencer with ogive for spiral ducts - Ø 200 mm - L. 600 mm - Insulation thickness 100 mm | ks | 10594
SLL50200600 | Silencer with ogive for spiral ducts - Ø 200 mm - L. 600 mm - Insulation thickness 50 mm | ks | 4264
MF200 | Coupling female - Ø 200 mm | ks | 156
RCPL250200 | Adapter male/male - Ø 250 mm / Ø 200 mm | ks | 595
RCPL300200 | Adapter male/male - Ø 300 mm / Ø 200 mm | ks | 956
RCPL315200 | Adapter male/male - Ø 315 mm / Ø 200 mm | ks | 750
KITSTAF0600400 | Wall bracket - With a 2-component joining collar for hose - Ø 400 mm - L. 600 mm | ks | 4134
RF0ICAP420001 | Kit filters: cartridge filters (pair) - M >99% - 2x12,5m2 | ks | 21316
RF0ICAP420002 | Kit filters: active carbons filter - 20 kg | ks | 8527
RF0ICAP420003 | Spare parts: 1 dust collector bin - 25 l | ks | 2713
UNI20L0000AD0 | Mobile filter unit - 1,1kW - 230V/1/50Hz | ks | 60371
UNI20L1000AD0 | Mobile filter unit - 1,1kW - 400V/3/50-60Hz | ks | 65340
ARMOLIGHT16030 | Lighting kit for round capture hood on arm - Ø 160 mm | ks | 6977
ARMOSPARK0160 | Spark arrestor filter to fit in the round hood - Ø 160 mm | ks | 3359
ARE03G1501000 | Cable reel - 230V - L. 10 m - Schuko | ks | 5814
ARE03G1501500 | Cable reel - 230V - L. 15 m - Schuko | ks | 6331
ARE03G1502500 | Cable reel - 230V - L. 25 m - Schuko | ks | 11627
RF0UNI2200000 | Kit filters: spark arrestor, wavy filter, pocket filter - E12 >99,5% | ks | 6331
RF0UNI2200027 | Kit filters: active carbons filter (pair) - 10 kg | ks | 13694
ICAP2L0000AD0 | Wall-mounted unit - 1,5kW - 230V/1/50Hz | ks | 63948
ICAP2L1000AD0 | Wall-mounted unit - 1,5kW - 400V/3/50-60Hz | ks | 64207
ARMOLIGHT16025 | Lighting kit for round capture hood on arm - Ø 160 mm | ks | 8527
ARMOSPARK0160 | Spark arrestor filter to fit in the round hood - Ø 160 mm | ks | 3359
KITSIF2001000 | Clogged filter alarm kit including pressure differential switch (place in order together with the filter unit) - 200-1000 Pa - 230V/1/50Hz | ks | 4264
ACCICAP2223000 | ON/OFF switch panel incl. clogged filter alarm and cable - 230V - 3 m | ks | 18474
ACCICAP2240000 | ON/OFF switch panel incl. clogged filter alarm and cable - 400V - 3 m | ks | 22479
PAB16000001000 | Extension for articulated arm - Ø 160 mm - L. 1000 mm | ks | 23771
PAB16000002000 | Extension for articulated arm - Ø 160 mm - L. 2000 mm | ks | 27517
PAB16000003000 | Extension for articulated arm - Ø 160 mm - L. 3000 mm | ks | 30101
PAB16000004000 | Extension for articulated arm - Ø 160 mm - L. 4000 mm | ks | 32556
ACC0ICAP200010 | Adapter for connection of PAB extension onto ICAP wall standing unit | ks | 3359
EV018020150M04 | Extractor fan incl. adapter for flexible hose - EV 18 - 1,5kW - 230V - 50Hz - Q max 2300 m3/h - 1580Pa - Ø 180 mm | ks | 19379
EV018020150T04 | Extractor fan incl. adapter for flexible hose - EV 18 - 1,5kW - 400V - 50-60Hz - Q max 2300 m3/h - 1580Pa - Ø 180 mm | ks | 14986
RF0ICAP200000 | Kit filters: spark arrestor, wavy filter, pocket filter - E12 >99,5% | ks | 6589
RF0ICAP200001 | Kit filters: spark arrestor, wavy filter | ks | 1732
RF0ICAP200002 | Kit filters: pocket filter - E12 >99,5% | ks | 5168
RF0ICAP200017 | Kit filters: active carbons filter - 6 kg | ks | 17053
OTS02C10CIAA0 | Mobile filter unit - Inverter - 2,2kW - 400V/3/50-60Hz - Start/Stop | ks | 87848
ARTORC0FLA0041 | IntakeT15 Ø 40 mm | ks | 646
ARTORC0FLA0050 | IntakeT15 Ø 50 mm | ks | 646
ARTORC0FLA0063 | IntakeT15 Ø 60 mm | ks | 646
ARTORC0FLA0000 | Blanking plug | ks | 646
T1500410002000 | Flexible hose - T15 - Ø 40 mm - L. 2 m | ks | 1241
T1500410005000 | Flexible hose - T15 - Ø 40 mm - L. 5 m | ks | 3101
T1500510002000 | Flexible hose - T15 - Ø 50 mm - L. 2 m | ks | 1551
T1500510005000 | Flexible hose - T15 - Ø 50 mm - L. 5 m | ks | 3618
T1500630002000 | Flexible hose - T15 - Ø 60 mm - L. 2 m | ks | 1809
T1500630005000 | Flexible hose - T15 - Ø 60 mm - L. 5 m | ks | 4134
ACC0T15AA00041 | Thread coupling for flexible hose - Ø 41 mmT15 Ø 40 mm |  | #VALUE!
ACC0T15AA00051 | Thread coupling for flexible hose - Ø 51 mmT15 Ø 50 mm | ks | 672
ACC0T15AA00063 | Thread coupling for flexible hose - Ø 63 mmT15 Ø 60 mm |  | #VALUE!
T1901600010000 | Flexible hose - T19 - Ø 160 mm - L. 10 m | ks | 6201
ACC0OTS000010 | Discharge plate - Ø 160 mm | ks | 2843
RF0OTS0000001 | Kit filters: active carbons filter - 1,5 kg | ks | 2326
RF0OTS0000000 | Kit filters: cartridge filter - M >99% | ks | 7235
DOT02C130IAA0 | Mobile filter unit - Inverter - 3kW - 400V/3/50-60Hz | ks | 131772
ARTORC0FLA0041 | IntakeT15 Ø 40 mm | ks | 646
ARTORC0FLA0050 | IntakeT15 Ø 50 mm | ks | 646
ARTORC0FLA0063 | IntakeT15 Ø 60 mm | ks | 646
ARTORC0FLA0000 | Blanking plug | ks | 646
T1500410002000 | Flexible hose - T15 - Ø 40 mm - L. 2 m | ks | 1241
T1500410005000 | Flexible hose - T15 - Ø 40 mm - L. 2 5 | ks | 3101
T1500510002000 | Flexible hose - T15 - Ø 50 mm - L. 2 m | ks | 1551
T1500510005000 | Flexible hose - T15 - Ø 50 mm - L. 5 m | ks | 3618
T1500630002000 | Flexible hose - T15 - Ø 60 mm - L. 2 m | ks | 1809
T1500630005000 | Flexible hose - T15 - Ø 60 mm - L. 5 m | ks | 4134
ACC0T15AA00041 | Thread coupling for flexible hose - Ø 41 mmT15 Ø 40 mm |  | #VALUE!
ACC0T15AA00051 | Thread coupling for flexible hose - Ø 51 mmT15 Ø 50 mm | ks | 672
ACC0T15AA00063 | Thread coupling for flexible hose - Ø 63 mmT15 Ø 60 mm |  | #VALUE!
T1901600010000 | Flexible hose - T19 - Ø 160 mm - L. 10 m | ks | 6201
ACC0DOT000010 | Discharge plate - Ø 160 mm | ks | 3489
RF0DOT0000002 | Kit filters: active carbons filter - 5 kg | ks | 4780
RF0DOT0000001 | Kit filters: cartridge filter - M >99% | ks | 8398
TORCH0250300A | AT25 - Fume torch - 250A - L. 3 m - Air cooled | ks | 9173
TORCH0250400A | AT25 - Fume torch - 250A - L. 4 m - Air cooled | ks | 9690
TORCH0250500A | AT25 - Fume torch - 250A - L. 5 m - Air cooled | ks | 10335
TORCH0360300A | AT36 - Fume torch - 300A - L. 3 m - Air cooled | ks | 9560
TORCH0360400A | AT36 - Fume torch - 300A - L. 4 m - Air cooled | ks | 10206
TORCH0360500A | AT36 - Fume torch - 300A - L. 5 m - Air cooled | ks | 10852
TORCH0500300W | AT501W - Fume torch - 500A - L. 3 m - Water cooled | ks | 13617
TORCH0500400W | AT501W - Fume torch - 500A - L. 4 m - Water cooled | ks | 14469
TORCH0500500W | AT501W - Fume torch - 500A - L. 5 m - Water cooled | ks | 15245
RICTORCH00000 | Nozzle cylindrical - Pack 5 pcs. - Price 1 pc AT25 | ks | 130
RICTORCH00001 | Nozzle conical - Pack 5 pcs. - Price 1 pc AT25 | ks | 117
RICTORCH00002 | Nozzle spot welding - Pack 5 pcs. - Price 1 pc AT25 | ks | 156
RICTORCH00003 | Nozzle conical - Pack 5 pcs. - Price 1 pc AT36 - AT501W | ks | 220
RICTORCH00004 | Nozzle cylindrical - Pack 5 pcs. - Price 1 pc AT36 - AT501W | ks | 207
RICTORCH00005 | Fume nozzle - Pack 5 pcs. - Price 1 pc AT25 | ks | 466
RICTORCH00006 | Fume nozzle - Pack 5 pcs. - Price 1 pc AT36 - AT501W | ks | 504
RICTORCH00007 | Fume nozzle adaptor - Pack 5 pcs. - Price 1 pc AT25 | ks | 362
RICTORCH00008 | Fume nozzle adaptor - Pack 5 pcs. - Price 1 pc AT36 - AT501W | ks | 362
RICTORCH00009 | M6 x 28mm - ECU - 0.8 mm - Pack 10 pcs. - Price 1 pc AT25 - AT36 | ks | 21
RICTORCH00010 | M6 x 28mm - ECU - 0.9 mm - Pack 10 pcs. - Price 1 pc AT25 - AT36 | ks | 21
RICTORCH00011 | M6 x 28mm - ECU - 1.0 mm - Pack 10 pcs. - Price 1 pc AT25 - AT36 | ks | 21
RICTORCH00012 | M6 x 28mm - ECU - 1.2 mm - Pack 10 pcs. - Price 1 pc AT25 - AT36 | ks | 21
RICTORCH00013 | M6 x 28mm - ECU - 1.4 mm - Pack 10 pcs. - Price 1 pc AT25 - AT36 | ks | 21
RICTORCH00014 | M6 x 28mm - ECU - 1.6 mm - Pack 10 pcs. - Price 1 pc AT25 - AT36 | ks | 21
RICTORCH00015 | M6 x 28mm - ECU - 0.8 mm - ALU WIRE - Pack 10 pcs. - Price 1 pc AT25 - AT36 | ks | 21
RICTORCH00016 | M6 x 28mm - ECU - 0.9 mm - ALU WIRE - Pack 10 pcs. - Price 1 pc AT25 - AT36 | ks | 21
RICTORCH00017 | M6 x 28mm - ECU - 1.0 mm - ALU WIRE - Pack 10 pcs. - Price 1 pc AT25 - AT36 | ks | 21
RICTORCH00018 | M6 x 28mm - ECU - 1.2 mm - ALU WIRE - Pack 10 pcs. - Price 1 pc AT25 - AT36 | ks | 21
RICTORCH00019 | M6 x 28mm - ECU - 1.4 mm - ALU WIRE - Pack 10 pcs. - Price 1 pc. AT25 - AT36 | ks | 21
RICTORCH00020 | M6 x 28mm - ECU - 1.6 mm - ALU WIRE - Pack 10 pcs. - Price 1 pc AT25 - AT36 | ks | 21
RICTORCH00021 | M6 x 28mm - CUCRZR - 0.8 mm - Pack 10 pcs. - Price 1 pc AT25 - AT36 | ks | 29
RICTORCH00022 | M6 x 28mm - CUCRZR - 0.9 mm - Pack 10 pcs. - Price 1 pc AT25 - AT36 | ks | 29
RICTORCH00023 | M6 x 28mm - CUCRZR - 1.0 mm - Pack 10 pcs. - Price 1 pc AT25 - AT36 | ks | 29
RICTORCH00024 | M6 x 28mm - CUCRZR - 1.2 mm - Pack 10 pcs. - Price 1 pc AT25 - AT36 | ks | 29
RICTORCH00025 | M6 x 28mm - CUCRZR - 1.6 mm - Pack 10 pcs. - Price 1 pc AT25 - AT36 | ks | 29
RICTORCH00026 | M6 x 28mm - CUCRZR - 1.0 mm - ALU WIRE - Pack 10 pcs. - Price 1 pc AT25 - AT36 | ks | 29
RICTORCH00027 | M6 x 28mm - CUCRZR - 1.2 mm - ALU WIRE - Pack 10 pcs. - Price 1 pc AT25 - AT36 | ks | 29
RICTORCH00028 | M6 x 28mm - CUCRZR - 1.6 mm - ALU WIRE - Pack 10 pcs. - Price 1 pc AT25 - AT36 | ks | 29
RICTORCH00029 | M8 x 30 mm - ECU - 0.8 mm - Pack 10 pcs. - Price 1 pc AT36 - AT501W | ks | 32
RICTORCH00030 | M8 x 30 mm - ECU - 0.9 mm - Pack 10 pcs. - Price 1 pc AT36 - AT501W | ks | 32
RICTORCH00031 | M8 x 30 mm - ECU - 1.0 mm - Pack 10 pcs. - Price 1 pc AT36 - AT501W | ks | 32
RICTORCH00032 | M8 x 30 mm - ECU - 1.2 mm - Pack 10 pcs. - Price 1 pc AT36 - AT501W | ks | 32
RICTORCH00033 | M8 x 30 mm - ECU - 1.4 mm - Pack 10 pcs. - Price 1 pc AT36 - AT501W | ks | 32
RICTORCH00034 | M8 x 30 mm - ECU - 1.6 mm - Pack 10 pcs. - Price 1 pc AT36 - AT501W | ks | 32
RICTORCH00035 | M8 x 30 mm - CUCRZR - 0.9 mm - Pack 10 pcs. - Price 1 pc AT36 - AT501W | ks | 44
RICTORCH00036 | M8 x 30 mm - CUCRZR - 1.0 mm - Pack 10 pcs. - Price 1 pc AT36 - AT501W | ks | 44
RICTORCH00037 | M8 x 30 mm - CUCRZR - 1.2 mm - Pack 10 pcs. - Price 1 pc AT36 - AT501W | ks | 44
RICTORCH00038 | M8 x 30 mm - CUCRZR - 1.6 mm - Pack 10 pcs. - Price 1 pc AT36 - AT501W | ks | 44
RICTORCH00039 | M8 x 30 mm - CUCRZR - 1.0 mm - ALU WIRE - Pack 10 pcs. - Price 1 pc AT36 - AT501W | ks | 44
RICTORCH00040 | M8 x 30 mm - CUCRZR - 1.2 mm - ALU WIRE - Pack 10 pcs. - Price 1 pc AT36 - AT501W | ks | 44
RICTORCH00041 | M8 x 30 mm - CUCRZR - 1.6 mm - ALU WIRE - Pack 10 pcs. - Price 1 pc AT36 - AT501W | ks | 44
RICTORCH00042 | Tip adaptor - Pack 5 pcs. - Price 1 pc AT25 | ks | 37
RICTORCH00043 | 28.5 mm - M6 - Tip adaptor - Pack 5 pcs. - Price 1 pc AT36 | ks | 37
RICTORCH00044 | 31.5 mm - M6 - Tip adaptor - Pack 5 pcs. - Price 1 pc AT36 | ks | 52
RICTORCH00045 | 28.5 mm - M8 - Tip adaptor - Pack 5 pcs. - Price 1 pc AT36 | ks | 34
RICTORCH00046 | 25.0 mm - M8 - Tip adaptor - Pack 5 pcs. - Price 1 pc AT501W | ks | 44
RICTORCH00047 | 25.0 mm - M8 - Tip adaptor - Pack 5 pcs. - Price 1 pcAT501W | ks | 168
RICTORCH00048 | 25.0 mm - M8 - Tip adaptor Long - Pack 5 pcs. - Price 1 pc AT501W | ks | 81
RICTORCH00049 | High performance diffuser black - Pack 5 pcs. - Price 1 pc AT36 | ks | 26
RICTORCH00050 | High performance diffuser black - Pack 5 pcs. - Price 1 pc AT501W | ks | 24
RICTORCH00051 | Neck insulator - Pack 5 pcs. - Price 1 pc AT25 | ks | 81
RICTORCH00052 | Steel liner - 3 m - 1.0-1.2 mm | ks | 86
RICTORCH00053 | Steel liner - 4 m - 1.0-1.2 mm | ks | 106
RICTORCH00054 | Steel liner - 5 m - 1.0-1.2 mm | ks | 135
RICTORCH00055 | Steel liner - 3 m - 1.6 mm | ks | 109
RICTORCH00056 | Steel liner - 4 m - 1.6 mm | ks | 132
RICTORCH00057 | Steel liner - 5 m - 1.6 mm | ks | 189
RICTORCH00058 | Teflon liner - 3 m - 0.6-0.9 mm | ks | 238
RICTORCH00059 | Teflon liner - 4 m - 0.6-0.9 mm | ks | 298
RICTORCH00060 | Teflon liner - 5 m - 0.6-0.9 mm | ks | 354
RICTORCH00061 | Teflon liner - 3 m - 1.0-1.2 mm | ks | 212
RICTORCH00062 | Teflon liner - 4 m - 1.0-1.2 mm | ks | 264
RICTORCH00063 | Teflon liner - 5 m - 1.0-1.2 mm | ks | 313
RICTORCH00064 | Teflon liner - 3 m - 1.2-1.6 mm | ks | 256
RICTORCH00065 | Teflon liner - 4 m - 1.2-1.6 mm | ks | 318
RICTORCH00066 | Teflon liner - 5 m - 1.2-1.6 mm | ks | 380
RICTORCH00067 | Polyamide liner - 3 m - 0.8-1.2 mm - wire - 4.0 mm | ks | 272
RICTORCH00068 | Polyamide liner - 4 m - 0.8-1.2 mm - wire - 4.0 mm | ks | 316
RICTORCH00069 | Polyamide liner - 5 m - 0.8-1.2 mm - wire - 4.0 mm | ks | 360
RICTORCH00070 | Polyamide liner - 3 m - 1.2-1.6 mm - wire - 4.7 mm | ks | 267
RICTORCH00071 | Polyamide liner - 4 m - 1.2-1.6 mm - wire - 4.7 mm | ks | 305
RICTORCH00072 | Polyamide liner - 5 m - 1.2-1.6 mm - wire - 4.7 mm | ks | 347
RICTORCH00073 | Polyamide liner - 3 m - 1.6-2.0 mm - wire - 4.7 mm | ks | 272
RICTORCH00074 | Polyamide liner - 4 m - 1.6-2.0 mm - wire - 4.7 mm | ks | 313
RICTORCH00075 | Polyamide liner - 5 m - 1.6-2.0 mm - wire - 4.7 mm | ks | 357
RICTORCH00079 | Rear leather cover - 1 x 0.75 m | ks | 799
RICTORCH00080 | Rear leather cover - 1 x 1.75 m | ks | 1742
RICTORCH00081 | Rear leather cover - 1 x 2.75 m | ks | 2685
RICTORCH00082 | Air flow meter AT25 | ks | 1887
RICTORCH00083 | Air flow meter AT36 - AT501W | ks | 1887
WM0950DFV1PRO | Welding mask AER FLOW SAFE V4 PRO FLIP UP c/w PAPR respirator | ks | 28422
RWM0950PROB07 | V1 ABEK1 Gas filter | ks | 3359
RWM0950PROB08 | V1 A2 Gas filter | ks | 2713
RWM0950PROA18 | A1B1E1 Gas filter | ks | 2584
RWM0950PROB09 | V1 Extended battery | ks | 4910
WMBAG00000000 | Carry bag for welding mask | ks | 1292
WM09500GV1PRO | Welding mask AER FLOW SAFE V4 PRO c/w PAPR respirator | ks | 27130
RWM0950PROB07 | V1 ABEK1 Gas filter | ks | 3359
RWM0950PROB08 | V1 A2 Gas filter | ks | 2713
RWM0950PROB09 | V1 Extended battery | ks | 4910
WMBAG00000000 | Carry bag for welding mask | ks | 1292
WM0100LFV2PRO | AER LASER SAFE V2 laser welding helmet c/w PAPR respirator | ks | 33589
RWM0950PROB07 | V1 ABEK1 Gas filter | ks | 3359
RWM0950PROB08 | V1 A2 Gas filter | ks | 2713
RWM0950PROA18 | A1B1E1 Gas filter | ks | 2584
RWM0950PROB09 | V1 Extended battery | ks | 4910
WMBAG00000000 | Carry bag for welding mask | ks | 1292
WM0100LWV2PRO | AER LASER SAFE V2 laser welding helmet | ks | 13436
RWM0100PROA02 | Outside cover lens Laser Safe V2Kit 5 pcs. | ks | 130
RWM0100PROA04 | Internal cover lens Laser Safe V2Kit 5 pcs. | ks | 130
ABSC15B10TGA0 | Complete system with: 3D welding table, downdraft system with Filter and extractor assembly -1500x1000 mm - 4500 m3/h max - “M” >99% (BIA) - 2,4kW - 400V/3/50Hz | ks | 307467
ABSC20B10TGA0 | Complete system with: 3D welding table, downdraft system with Filter and extractor assembly - 2000x1000 mm - 6000 m3/h max - “M” >99% (BIA) - 4,8kW - 400V/3/50Hz | ks | 436267
ABSC24B12TGA0 | Complete system with: 3D welding table, downdraft system with Filter and extractor assembly - 2400x1200 mm - 8600 m3/h max - “M” >99% (BIA) - 4,8kW - 400V/3/50Hz | ks | 491688
ABSC30B15TGA0 | Complete system with: 3D welding table, downdraft system with Filter and extractor assembly - 3000x1500 mm - 11.800 m3/h max - “M” >99% (BIA) - 4,8kW - 400V/3/50Hz | ks | 631986
ABSC150100GA0 | Downdraft box for 3D worktop - 1500x1000 mm - 4500 m3/h max | ks | 91724
ABSC200100GA0 | Downdraft box for 3D worktop - 2000x1000 mm - 6000 m3/h max | ks | 116915
ABSC240120GA0 | Downdraft box for 3D worktop - 2400x1200 mm - 8600 m3/h max | ks | 124796
ABSC300150GA0 | Downdraft box for 3D worktop - 3000x1500 mm - 11.800 m3/h max | ks | 160193
KITAFABSC1500 | Filter and extractor assembly - 1500x1000 mm - “M” >99% (BIA) - 2,4kW - 400V/3/50Hz | ks | 86556
KITAFABSC2000 | Filter and extractor assembly - 2000x1000 mm - “M” >99% (BIA) - 4,8kW - 400V/3/50Hz | ks | 160710
KITAFABSC2400 | Filter and extractor assembly - 2400x1200 mm - “M” >99% (BIA) - 4,8kW - 400V/3/50Hz | ks | 163035
KITAFABSC3000 | Filter and extractor assembly - 3000x1500 mm - “M” >99% (BIA) - 4,8kW - 400V/3/50Hz | ks | 175695
HIS28STARTERSET | Starting set - 36 pcs. | ks | 63561
HIS28SILBERSET | Silver set - 66 pcs. | ks | 152700
HIS28GOLDSET | Gold set - 103 pcs. | ks | 262509
RF0ABS0000023 | Kit active carbons filters - 8 kg 1500x1000 | ks | 23771
RF0ABS0000024 | Kit active carbons filters - 16 kg 2000x1000 - 2400x1200 - 3000x1500 | ks | 45991
ACC0ABSKOUT02 | Adapter for connection to central plants - Ø 300 mm | ks | 25321
ACCABSC0SS000 | Kit automatic Start/Stop | ks | 7493
ACCABSC0T4000 | Implementaion “Ready 4.0”: HMI 10” control panel, PLC, ESD license to use, communication protocol to ABS-C: Modbus RTU, communication protocol (external): Ethernet TCP/IP | ks | 77513
ACC0ABS000000 | Set of 4 wheels with blocking device1500x1000 | ks | 6382
ACC0ABS000001 | Set of 6 wheels with blocking device2000x1000 - 2400x1200 - 3000x1500 | ks | 8940
HIS-Premium-1L | Anti-spatter emulsion - 1 lWelding table | ks | 776
HIS-Cleaner-1L | Degreaser and cleaner - 1 lWelding table | ks | 776
HIS28RB | Cleaning brushWelding table | ks | 517
HIS28MK | Ground connectionWelding table | ks | 2584
RF0ABS0000004 | Kit filters1500x1000 | ks | 14986
RF0ABS0000008 | Kit filters2000x1000 mm | ks | 25580
RF0ABS0000010 | Kit filters2400x1200 mm | ks | 25580
RF0ABS0000012 | Kit filters3000x1500 mm | ks | 29714
COM00194 | Foot | ks | 1938
MON10W000PAA0 ACCMONB001200 FILTER UNIT+WELDING TABLE | Welding table combined with filter unit - W3 Certified - 1.1 kW - 230V/1/50Hz - 1400m3/h - 1200x800mm | ks | 78417
MON10W000PAA0 ACCMONBD01200 FILTER UNIT+WELDING TABLE | Welding table with UV light shield combined with filter unit - W3 Certified - 1.1 kW - 230V/1/50Hz - 1400m3/h - 1200x800mm | ks | 88623
MON10W000PAA0 ACCMONB000800 FILTER UNIT+WELDING TABLE | Welding table combined with filter unit - W3 Certified - 1.1 kW - 230V/1/50Hz - 1400m3/h - 800x800mm | ks | 71441
MON10W000PAA0 ACCMONBD00800 FILTER UNIT+WELDING TABLE | Welding table with UV light shield combined with filter unit - W3 Certified - 1.1 kW - 230V/1/50Hz - 1400m3/h - 800x800mm | ks | 80097
RF0MONO100002 | Kit filters: cartridge filter, flat filter - M >99% - 8 m2 | ks | 9302
RF0MONO100001 | Kit filters: cartridge filter, flat filter - M >99% - 6,3 m2 | ks | 8139
BAZ00100000000 | BAZ 10 downdraft bench with incorporated extractor fan and filtration incl. silenced output channel L.1 m - L.1210 mm - 0,75kW 400V/3/50-60Hz - F7 >85% | ks | 126733
BAZ00150000000 | BAZ 15 downdraft bench with incorporated extractor fan and filtration incl. silenced output channel L.1 m - L.1710 mm - 1,1kW 400V/3/50-60Hz - F7 >85% | ks | 148049
BAZ00200000000 | BAZ 20 downdraft bench with incorporated extractor fan and filtration incl. silenced output channel L.1 m - L.2210 mm - 1,5kW 400V/3/50-60Hz - F7 >85% | ks | 165231
BAZ00300000000 | BAZ 30 downdraft bench with incorporated extractor fan and filtration incl. silenced output channel L.1 m - L.3100 mm - 2,2kW 400V/3/50-60Hz - F7 >85% | ks | 206055
RF0BAZ0000000 | Set wheelsBAZ 10 - BAZ 15 - BAZ 20 | ks | 5685
RF0BAZ0000001 | Set wheels BAZ 30 | ks | 8656
RF0BAZ0000002 | H13 absolute filter in the discharge - Extraction capacity reduced (15%) BAZ 10 - BAZ 15 - BAZ 20 | ks | 42762
RF0BAZ0000003 | H13 absolute filter in the discharge - Extraction capacity reduced (15%) BAZ 30 | ks | 70408
RF0BAZ1000000 | Kit filters: spark arrestor, pocket filter BAZ 10 | ks | 9431
RF0BAZ1500000 | Kit filters: spark arrestor, pocket filter BAZ 15 | ks | 13178
RF0BAZ2000000 | Kit filters: spark arrestor, pocket filter BAZ 20 | ks | 18087
RF0BAZ3000000 | Kit filters: spark arrestor, pocket filter BAZ 30 | ks | 25838
COM00195 | Adjustable foot - D. 80 - M10 BAZ 10 - BAZ 15 - BAZ 20 - BAZ 30 | ks | 388
SMT1000000GA0 | Bench SMT 1000 for welding and grinding - L.1000 mm | ks | 82680
SMT1500000GA0 | Bench SMT 1500 for welding and grinding - L.1500 mm | ks | 99475
SMT2000000GA0 | Bench SMT 2000 for welding and grinding - L.2000 mm | ks | 130867
SMT10F0000GA0 | Bench SMT-F 1000 for welding and grinding with filtration - L.1000 mm - E12 >99,5% | ks | 112394
SMT15F0000GA0 | Bench SMT-F 1500 for welding and grinding with filtration - L.1500 mm - E12 >99,5% | ks | 128542
SMT20F0000GA0 | Bench SMT-F 2000 for welding and grinding with filtration - L.2000 mm - E12 >99,5% | ks | 159935
SMT10V2010GA0 | Bench SMT-FV 1000 for welding and grinding with fan and filtration - L.1000 mm - 1,1kW - 400V/3/50-60Hz - E12 >99,5% | ks | 226079
SMT15V2010GA0 | Bench SMT-FV 1500 for welding and grinding with fan and filtration - L.1500 mm - 1,5kW - 400V/3/50-60Hz - E12 >99,5% | ks | 242873
SMT20V2010GA0 | Bench SMT-FV 2000 for welding and grinding with fan and filtration - L.2000 mm - 2,2kW - 400V/3/50-60Hz - E12 >99,5% | ks | 275428
SMTLED0001000 | LED Bench Light - 230 Vac Size1000 | ks | 6460
SMTLED0001500 | LED Bench Light - 230 Vac Size 1500 | ks | 12919
SMTLED0002000 | LED Bench Light - 230 Vac Size 2000 | ks | 19379
SMTPWR0001000 | Interlocked CEE socket - 400V/3/50-60 Hz - 32A SMT-FV |  | #VALUE!
RF0SMT1000000 | Kit filters: spark arrestor, pocket filter SMT-F 1000 - SMT-FV 1000 | ks | 11111
RF0SMT1500000 | Kit filters: spark arrestor, pocket filter SMT-F 1500 - SMT-FV 1500 | ks | 16795
RF0SMT2000000 | Kit filters: spark arrestor, pocket filter SMT-F 2000 - SMT-FV 2000 | ks | 22350
SMTH130000000 | H13 absolute filter on the discharge channel SMT-FV 1000 - SMT-FV 1500 - SMT-FV 2000 | ks | 17312
ARMOTECH10I121 | Articulated arm pre-assembled - Ø 100 mm - L. 1200 mm | ks | 20313
ARMOTECH10I201 | Articulated arm pre-assembled - Ø 100 mm - L. 2000 mm | ks | 22260
ARMOTECH10I301 | Articulated arm pre-assembled - Ø 100 mm - L. 3000 mm | ks | 23095
ARMOFLEX200202 | Articulated arm with wall bracket - Ø 200 mm - L. 2000 mm | ks | 36451
ARMOFLEX200302 | Articulated arm with wall bracket - Ø 200 mm - L. 3000 mm | ks | 38816
ARMOFLEX200402 | Articulated arm with wall bracket - Ø 200 mm - L. 4000 mm | ks | 41877
CWB02018000000 | Wall bracket for connection to flex hose - Ø 125-160 mm | ks | 2843
CWB020180EV000 | Wall bracket for extractor fans - Ø 125-160 mm | ks | 3359
CWB02018000100 | Wall bracket for connection to flex hose - Ø 100 mm ARMOTECH | ks | 5039
DBMENS2BRACCI160 | Wall-bracket for twin-arm - Ø 125-160 mm | ks | 19766
ACCIBS00000RF3 | Adapter for connection of hose on bracket - Ø 125/125 mm | ks | 2610
ACCIBS00000RF1 | Adapter for connection of hose on bracket - Ø 160/160 mm | ks | 1241
ACCIBS00000RF2 | Adapter for connection of hose on bracket - Ø 200/200 mm | ks | 1551
T1900000000125 | Flexible hose with PVC double-coating - T19 - Ø 125 mm - price per meter | m | 621
T1900000000160 | Flexible hose with PVC double-coating - T19 - Ø 160 mm - price per meter | m | 621
T1900000000200 | Flexible hose with PVC double-coating - T19 - Ø 200 mm - price per meter | m | 750
STR40000060135 | Hose clamp - Ø 60-135 mm - Inox AISI 430 | ks | 65
ACCIBSCOLONNA0 | Column for articulated arms - Base painted - Ø 125-160-200 mm - H 3000 mm - B 700x700 mm | ks | 37594
ACCIBSCOLONNA4 | Column for PAB + arms - Base painted - H 4000 mm - B 700x700 mm | ks | 48704
PAB16000001000 | Extension for articulated arm - PAB1 - Ø 160 mm - L. 1000 mm | ks | 23771
PAB16000002000 | Extension for articulated arm - PAB1 - Ø 160 mm - L. 2000 mm | ks | 27517
PAB16000003000 | Extension for articulated arm - PAB1 - Ø 160 mm - L. 3000 mm | ks | 30101
PAB16000004000 | Extension for articulated arm - PAB1 - Ø 160 mm - L. 4000 mm | ks | 32556
PAB16000005000 | Extension for articulated arm - PAB1 - Ø 160 mm - L. 5000 mm | ks | 37336
EV015020110M04 | Extractor fan with adapter for flex hose - EV15 - 1,1kW - 230V/1/50Hz - Ø 178 mm | ks | 13048
EV015020110M05 | Extractor fan with adapter for flex hose - EV15 - 1,1kW - 230V/1/50Hz - Ø 180R mm | ks | 19766
EV015020110T04 | Extractor fan with adapter for flex hose - EV15 - 1,1kW - 400V/3/50-60Hz - Ø 178 mm | ks | 12919
EV015020110T05 | Extractor fan with adapter for flex hose - EV15 - 1,1kW - 400V/3/50-60Hz - Ø 180R mm | ks | 19249
EV018020150M04 | Extractor fan with adapter for flex hose - EV18 - 1,5kW - 230V/1/50Hz - Ø 178 mm | ks | 14857
EV018020150M05 | Extractor fan with adapter for flex hose - EV18 - 1,5kW - 230V/1/50Hz - Ø 180R mm | ks | 21704
EV018020150T04 | Extractor fan with adapter for flex hose - EV18 - 1,5kW - 400V/3/50-60Hz - Ø 178 mm | ks | 14986
EV018020150T05 | Extractor fan with adapter for flex hose - EV18 - 1,5kW - 400V/3/50-60Hz - Ø 180R mm | ks | 21316
EV030020220M07 | Extractor fan with adapter for flex hose - EV30 - 2,2kW - 230V/1/50Hz - Ø 198 mm | ks | 30618
EV030020220M02 | Centrifugal fan with outlet cone for flexible hose - Including wall bracket - EV30 - 2,2kW - 230V/1/50Hz - Ø 198 mm | ks | 32556
EV030020220T07 | Centrifugal fan with adapter for flex hose - EV30 - 2,2kW - 400V/3/50-60Hz - Ø 198 mm | ks | 30876
EV030020220T02 | Centrifugal fan with outlet cone for flexible hose - Including wall bracket - EV30 - 2,2kW - 400V/3/50-60Hz - Ø 198 mm | ks | 32814
ARMOLIGHT16025 | Lighting kit for round capture hood on arm - Ø 160 mm | ks | 8527
ARMOSPARK0160 | Spark arrestor filter to fit in the round hood - Ø 160 mm | ks | 3359
DBTUBAL125550 | Aluminium tube - Ø 125 mm - L. 550 mm ARMOTECH 125/2 | ks | 879
DBTUBAL125954 | Aluminium tube - Ø 125 mm - L. 950 mm ARMOTECH 125/3 | ks | 1060
DBTUBAL1251504 | Aluminium tube - Ø 125 mm - L. 1500 mm ARMOTECH 125/4 | ks | 1267
DBTUBAL160550 | Aluminium tube - Ø 160 mm - L. 550 mm ARMOTECH 160/2 | ks | 1060
DBTUBAL160954 | Aluminium tube - Ø 160 mm - L. 950 mm ARMOTECH 160/3 | ks | 1318
DBTUBAL1601504 | Aluminium tube - Ø 160 mm - L. 1500 mm ARMOTECH 160/4 | ks | 1706
DBCAP16000400 | Rectangular extraction hood for welding fumes - 215x400 mm - Aluminium | ks | 9948
DBCAP16000600 | Rectangular extraction hood for welding fumes - 215x600 mm - Aluminium | ks | 10981
DBCAP16000800 | Rectangular extraction hood for welding fumes - 215x800 mm - Aluminium | ks | 12273
DBCAP1600R060 | Extraction hood for bins - Ø int. 600 mm | ks | 10981
DBCAP1600R080 | Extraction hood for bins - Ø int. 800 mm | ks | 12273
DBCAP1600R100 | Extraction hood for bins - Ø int. 1000 mm | ks | 13565
DBCAP1600R120 | Extraction hood for bins - Ø int. 1200 mm | ks | 16020
DBT19125045 | T19 flexible hose with PVC double-coating - Ø 125 mm - L. 450 mm ARMOTECH | ks | 440
DBT19125090 | T19 flexible hose with PVC double-coating - Ø 125 mm - L. 900 mm ARMOTECH | ks | 621
DBT19160045 | T19 flexible hose with PVC double-coating - Ø 160 mm - L. 450 mm ARMOTECH | ks | 440
DBT19160090 | T19 flexible hose with PVC double-coating - Ø 160 mm - L. 900 mm ARMOTECH | ks | 621
DBT19160200 | T19 flexible hose with PVC double-coating - Ø 160 mm - L. 2330 mm ARMOFLEX | ks | 1447
DBT19160300 | T19 flexible hose with PVC double-coating - Ø 160 mm - L. 3330 mm ARMOFLEX | ks | 2455
DBT19160400 | T19 flexible hose with PVC double-coating - Ø 160 mm - L. 4330 mm ARMOFLEX | ks | 2713
DBT19200200 | T19 flexible hose with PVC double-coating - Ø 200 mm - L. 2500 mm ARMOFLEX | ks | 2713
DBT19200300 | T19 flexible hose with PVC double-coating - Ø 200 mm - L. 3500 mm ARMOFLEX | ks | 3747
DBT19200400 | T19 flexible hose with PVC double-coating - Ø 200 mm - L. 4500 mm ARMOFLEX | ks | 4522
COM00179 | Sleeve cover in rubber - Ø 150 mm - L. 80 mm - Thickness 2 mm | ks | 233
SELIBS01000110 | Trunk-conical capture hood - Ø 100 mm | ks | 4393
SELIBS01250130 | Trunk-conical capture hood - Ø 125 mm | ks | 4264
SELIBS01600113 | Round capture hood incl. manual shutter - Ø 160 mm | ks | 4393
SELIBS01600110 | Trunk-conical capture hood - Ø 160 mm | ks | 4393
DBCAPPA2001 | Trunk-conical capture hood - Ø 200 mm | ks | 5685
ARMOLIGHT16024 | Lighting kit for round capture hood on arm - Ø 160 mm MONO - EVO | ks | 6977
ARMOLIGHT16030 | Lighting kit for round capture hood on arm - Ø 160 mm UNI 2 - ICAP 4.2 | ks | 6977
ARMOLIGHT16025 | Lighting kit for round capture hood on arm - Ø 160 mm ICAP 2 - ARMOFLEX/ARMOTECH wall-mounted | ks | 8527
+KIT0F164EV15M | Kit wall mounted arm ARMOFLEX 160/4 c/w wall bracket and EV 15 fan - Ø 160 mm - L. 4 m - 1,1kW - 230V - Out Ø 180 mm | ks | 34106
+KIT0F164EV15T | Kit wall mounted arm ARMOFLEX 160/4 c/w wall bracket and EV 15 fan - Ø 160 mm - L. 4 m - 1,1kW - 400V - Out Ø 180 mm | ks | 33589
+KIT0T164EV15M | Kit wall mounted arm ARMOTECH 160/4 c/w wall bracket and EV 15 fan - Ø 160 mm - L. 4 m - 1,1kW - 230V - Out Ø180 mm | ks | 39403
+KIT0T164EV15T | Kit wall mounted arm ARMOTECH 160/4 c/w wall bracket and EV 15 fan - Ø 160 mm - L. 4 m - 1,1kW - 400V - Out Ø 180 mm | ks | 39015
ARMOLIGHT16025 | Lighting kit for round capture hood on arm - Ø 160 mm | ks | 8527
ARMOSPARK0160 | Spark arrestor filter to fit in the round hood - Ø 160 mm | ks | 3359
EV015020110M00 | Centrifugal fan without outlet cone - 1,1kW - 230V/1/50Hz | ks | 12273
EV015020110M02 | Centrifugal fan with outlet cone for flexible hose - 1,1kW - 230V/1/50Hz - Ø 158 mm | ks | 12919
EV015020110M03 | Centrifugal fan with outlet cone with antivibration damper - 1,1kW - 230V/1/50Hz - Ø 160 mm | ks | 18345
EV015020110M04 | Centrifugal fan with outlet cone for flexible hose - 1,1kW - 230V/1/50Hz - Ø 178 mm | ks | 13048
EV015020110M05 | Centrifugal fan with outlet cone with antivibration damper - 1,1kW - 230V/1/50Hz - Ø 180 mm | ks | 19766
EV015020110T00 | Centrifugal fan without outlet cone - 1,1kW - 400V/3/50-60Hz | ks | 12144
EV015020110T02 | Centrifugal fan with outlet cone for flexible hose - 1,1kW - 400V/3/50-60Hz - Ø 158 mm | ks | 12661
EV015020110T03 | Centrifugal fan with outlet cone with antivibration damper - 1,1kW - 400V/3/50-60Hz -Ø 160 mm | ks | 18087
EV015020110T04 | Centrifugal fan with outlet cone for flexible hose - 1,1kW - 400V/3/50-60Hz - Ø 178 mm | ks | 12919
EV015020110T05 | Centrifugal fan with outlet cone with antivibration damper - 1,1kW - 400V/3/50-60Hz - Ø 180 mm | ks | 19249
EV018020150M00 | Centrifugal fan without outlet cone - 1,5kW - 230V/1/50Hz | ks | 14340
EV018020150M02 | Centrifugal fan with outlet cone for flexible hose - 1,5kW - 230V/1/50Hz - Ø 158 mm | ks | 14857
EV018020150M03 | Centrifugal fan with outlet cone with antivibration damper - 1,5kW - 230V/1/50Hz - Ø 160 mm | ks | 20541
EV018020150M04 | Centrifugal fan with outlet cone for flexible hose - 1,5kW - 230V/1/50Hz - Ø 178 mm | ks | 14857
EV018020150M05 | Centrifugal fan with outlet cone with antivibration damper - 1,5kW - 230V/1/50Hz - Ø 180 mm | ks | 21704
EV018020150T00 | Centrifugal fan without outlet cone - 1,5kW - 400V/3/50-60Hz | ks | 14211
EV018020150T02 | Centrifugal fan with outlet cone for flexible hose - 1,5kW - 400V/3/50-60Hz - Ø 158 mm | ks | 14728
EV018020150T03 | Centrifugal fan with outlet cone with antivibration damper - 1,5kW - 400V/3/50-60Hz - Ø 160 mm | ks | 20025
EV018020150T04 | Centrifugal fan with outlet cone for flexible hose - 1,5kW - 400V/3/50-60Hz - Ø 178 mm | ks | 14986
EV018020150T05 | Centrifugal fan with outlet cone with antivibration damper - 1,5kW - 400V/3/50-60Hz - Ø 180 mm | ks | 21316
EV030020220M00 | Centrifugal fan without outlet cone - 2,2kW - 230V/1/50Hz | ks | 28422
EV030020220M02 | Centrifugal fan with outlet cone for flexible hose - 2,2kW - 230V/1/50Hz - Ø 158 mm | ks | 32556
EV030020220T00 | Centrifugal fan without outlet cone - 2,2kW - 400V/3/50-60Hz | ks | 25321
EV030020220T02 | Centrifugal fan with outlet cone for flexible hose - 2,2kW - 400V/3/50-60Hz - Ø 198 mm | ks | 32814
ACC0EV00000010 | Squared-round adapter - Flange 190x190 mm - Ø 160R mm EV15 - EV18 | ks | 13824
ACC0EV00000011 | Anti-vibration damper - Ø 160R mm - 100 mm h | ks | 1447
ACC0EV00000015 | Squared-round adapter for flexible hose - Flange 190x190 mm - Ø 158 mm EV15 - EV18 | ks | 1447
ACC0EV00000020 | Squared-round adapter - Flange 190x190 mm - Ø 180R mm EV15 - EV18 | ks | 3618
ACC0EV00000021 | Anti-vibration damper - Ø 180R mm - 100 mm h | ks | 2274
ACC0EV00000025 | Squared-round adapter for flexible hose - Flange 190x190 mm - Ø 178 mm EV15 - EV18 | ks | 1447
ACC0EV00000100 | Wall bracket for fan EV15 - EV18 - EV30 | ks | 1344
BLUEV015100000 | Soundproof box - 700x700x700 mm - In/Out Ø 160 mm EV15 | ks | 38628
BLUEV018100000 | Soundproof box - 700x700x700 mm - In/Out Ø 160 mm EV18 | ks | 46637
3121001 | Silencer with ext. insulation - Ø 160 mm - L. 900 mm - Thickness 50 mm - 9 kg | ks | 2843
3121002 | Silencer with ext. insulation - Ø 200 mm - L. 900 mm - Thickness 50 mm - 10,5 kg | ks | 3618
3121004 | Silencer with ext. insulation - Ø 315 mm - L. 900 mm - Thickness 50 mm - 15 kg | ks | 4264
3121005 | Silencer with ext. insulation - Ø 355 mm - L. 900 mm - Thickness 50 mm - 18 kg | ks | 4651
3121006 | Silencer with ext. insulation - Ø 400 mm - L. 900 mm - Thickness 50 mm - 21 kg | ks | 4780
QEINT32A4P000 | Switch disconnector lockable - 4 Poles - 32A - IP 66 - 125x150hx93 mm | ks | 3359
QE2301F022KW0 | Single-phase switchboard lockable: thermal magnetic protection, self-setting based on connected motors, remote start/stop in centralized system, voltage / current / cosΦ / alarm display, multilingual display - 230V - 50/60Hz - 0,37-2,2kW - 16A - IP55 - 240x340hx170 mm - 2,8 kg | ks | 11498
QE4003F075KW0 | Three-phase switchboard lockable: thermal magnetic protection, self-setting based on connected motors, remote start/stop in centralized system, voltage / current / cosΦ / alarms display, multilingual display, phase sequence alarm for motor rotation - 4 Poles - 400V - 50/60Hz - 0,55-7,5kW - 15A - IP55 - 240x340hx170 mm - 5,5 kg | ks | 14599
EASY2301F00000 | Mobile extraction system suited for flexible hose - 1,1kW - 230V/1/50Hz - Ø 160 mm | ks | 21575
EASY4003F00000 | Mobile extraction system suited for flexible hose - 1,1kW - 400V/3/50-60Hz - Ø 160 mm | ks | 24546
T1901600010000 | Flexible hose - T19 - Ø 160 mm - L. 10 m | ks | 6201
DBRUOTARGVM11 | M10 castor with brake | ks | 724
ELEFACILE10 | Trolley extraction system complete with extraction flexible hose and discharge flexible hose - T19 - Ø 160 mm - L. 10 m + 10 m | ks | 75317
ELEFACILE20 | Trolley extraction system complete with extraction flexible hose and discharge flexible hose - T19 - Ø 200 mm - L. 10 m + 10 m | ks | 79063
T1901600010000 | Flexible hose - T19 - Ø 160 mm - L. 10 mm | ks | 6201
T1902000010000 | Flexible hose - T19 - Ø 200 mm - L. 10 m | ks | 9173
DBPZ3F10ININ0 | Extension cable - L. 10 m - 4x2,5 - 400V | ks | 4393
DBPZ3F20ININ0 | Extension cable - L. 20 m - 4x4 - 400V | ks | 3359
QEINT400630 | Electric panel - 4,5-6,3 A FACILE 1 | ks | 3230
QEINT06010 | Electric panel - 7-10 A FACILE 2 | ks | 3359
ACCFACILE00020 | Replacement kit - Set of castors for FACILE | ks | 827
AERDBL20P | Axial air fan in plastics - Ø 200 mm - 1500 m3/h - 250W - 245 Pa | ks | 17312
AERDBL30P | Axial air fan in plastics - Ø 300 mm - 3900 m3/h - 750W - 388 Pa | ks | 22737
AERDBL40P | Axial air fan in plastics - Ø 400 mm - 7800 m3/h - 750W - 496 Pa | ks | 29584
ACCDBL20T | Flexible hose - Ø 210 mm - L. 7,6 m AERDBL20P | ks | 6718
ACCDBL30T | Flexible hose - Ø 310 mm - L. 7,6 m AERDBL30P | ks | 8268
ACCDBL40T | Flexible hose - Ø 410 mm - L. 7,6 m AERDBL40P | ks | 13953
ACCDBL20F | Filter sock - Eff. E10 - Ø 250 mm L. 3,5 m AERDBL20P | ks | 5168
ACCDBL30F | Filter sock - Eff. E10 - Ø 340 mm L. 3,5 m AERDBL30P | ks | 7752
ACCDBL40F | Filter sock - Eff. E10 Ø 450 mm L. 3,5 m AERDBL40P | ks | 6589
FOX00H1000NN0 | Mobile filter unit - 1,5kW 400V/3/50-60Hz | ks | 157092
ACC0DEPCAR0021 | Flexible hose incl. support - T20 - Ø 160 mm - L. 5 m | ks | 6977
ARE03G1501000 | Cable reel - 230V - L. 10 m - Schuko | ks | 5814
ARE03G1501500 | Cable reel - 230V - L. 15 m - Schuko | ks | 6331
ARE03G1502500 | Cable reel - 230V - L. 25 m - Schuko | ks | 11627
RF0FOX0000000 | Kit filters: drop filter, metal filter, decanting filter - E12 >99,5% | ks | 31781
RF0FOX0000001 | Kit filters: drop filter, metal filter | ks | 9431
RF0FOX0000002 | Kit filters: decanting filter - E12 >99,5% | ks | 23383
TS161516 | Welding curtain - H 1600 mm - 1,42 kg - Thickness 0,40 mm - L. 1400 mm | ks | 1551
TS161518 | Welding curtain - H 1800 mm - 1,58 kg - Thickness 0,40 mm - L. 1400 mm | ks | 1473
TS161520 | Welding curtain - H 2000 mm - 1,62 kg - Thickness 0,40 mm - L. 1400 mm | ks | 1602
TS161916 | Welding curtain - H 1600 mm - 1,42 kg - Thickness 0,45 mm - L. 1400 mm | ks | 1473
TS161918 | Welding curtain - H 1800 mm - 1,58 kg - Thickness 0,45 mm - L. 1400 mm | ks | 1473
TS161920 | Welding curtain - H 2000 mm - 1,62 kg - Thickness 0,45 mm - L. 1400 mm | ks | 1602
TS2215160004 | Welding curtain - 4 strips - 570x1600 mm - Thickness 1 mm - Package price | ks | 7235
TS2215180004 | Welding curtain - 4 strips - 570x1800 mm - Thickness 1 mm - Package price | ks | 5685
TS1225160805 | Welding curtain - 5 strips - 500x1600 mm - Thickness 0,4 mm - Package price | ks | 4910
TS1225180805 | Welding curtain - 5 strips - 500x1800 mm - Thickness 0,4 mm - Package price | ks | 2843
TS2219160004 | Welding curtain - 4 strips - 570x1600 mm - Thickness 1 mm - Package price | ks | 5168
TS2219180004 | Welding curtain - 4 strips - 570x1800 mm - Thickness 1 mm - Package price | ks | 5685
TS1229160805 | Welding curtain - 5 strips - 500x1600 mm - Thickness 0,4 mm - Package price | ks | 2533
TS1229180805 | Welding curtain - 5 strips - 500x1800 mm - Thickness 0,4 mm - Package price | ks | 2843
TS363925 | Welding shield - 2000x2000 h mm - Thickness 0,40 mm | ks | 5168
TS13150420 | Replacement sheet for Welding shield - 1700x2000 h mm - Thickness 0,40 mm | ks | 2197
TS363929 | Welding shield - 2000x2000 h mm - Thickness 0,40 mm | ks | 4910
TS13190420 | Replacement sheet for Welding shield - 1700x2000 mm - Thickness 0,40 mm | ks | 2197
TS363415 | Welding shield on wheels - 2150x2000 h mm - Thickness 0,40 mm | ks | 12015
TS363615 | Welding shield on wheels - (2150+800+800) x 2000 h mm - Thickness 0,40 mm | ks | 16924
TS363635 | Welding shield on wheels - (2150+1100+1100) x 2000 h mm - Thickness 0,40 mm | ks | 21058
TS363419 | Welding shield on wheels - 2150x2000 h mm - Thickness 0,40 mm | ks | 12015
TS363619 | Welding shield on wheels - (2150+800+800) x 2000 h mm - Thickness 0,40 mm | ks | 16924
TS363639 | Welding shield on wheels - (2150+1100+1100) x 2000 h mm - Thickness 0,40 mm | ks | 19249
TS565061 | Anti-spatter blanket in glass fibre - One side polyurethane coating - 1000x1000 h mm - Thickness 0,8 mm - Weight 690 g/m2 - 550°C | ks | 1163
TS565062 | Anti-spatter blanket in glass fibre - One side polyurethane coating - 2000x1000 h mm - Thickness 0,8 mm - Weight 690 g/m2 - 550°C | ks | 1680
TS565065 | Anti-spatter blanket in glass fibre - One side polyurethane coating - 2000x2000 h mm -Thickness 0,8 mm - Weight 690 g/m2 - 550°C | ks | 3747
TS5660061025 | Anti-spatter blanket in glass fibre - One side polyurethane coating - 1000 h mm - L. 25 m - Thickness 0,8 mm - Weight 690 g/m2 - 550°C | ks | 12144
TS565322 | Anti-spatter blanket in glass fibre - Vermiculite coating on both sides - 2000x1000 h mm - Thickness 1,4 mm - Weight 1035 g/m2 - 750°C | ks | 3618
TS565325 | Anti-spatter blanket in glass fibre - Vermiculite coating on both sides - 2000x2000 h mm - Thickness 1,4 mm - Weight 1035 g/m2 - 750°C | ks | 3618
TS5653021025 | Anti-spatter blanket in glass fibre - Vermiculite coating on both sides - 1000 h mm - L. 25 m - Thickness 1,4 mm - Weight 1035 g/m2 - 750°C | ks | 7106
TS565091 | Anti-spatter blanket in silica fibre - 900x1000 h mm - Thickness 1,3 mm - Weight 1220 g/m2 - 1000°C | ks | 2455
TS565092 | Anti-spatter blanket in silica fibre - 900x2000 h mm - Thickness 1,3 mm - Weight 1220 g/m2 - 1000°C | ks | 4134
TS565095 | Anti-spatter blanket in silica fibre - 1800x2000 h mm - Thickness 1,3 mm - Weight 1220 g/m2 - 1000°C | ks | 8656
TS5650090950 | Anti-spatter blanket in silica fibre - In rolls - 900 h mm - L. 50 m - Thickness 1,3 mm - Weight 1220 g/m2 - 1000°C | ks | 91594
T1500000000032 | Flexible hose - Ø 30 mm - Price per meter | m | 569
T1500000000041 | Flexible hose - Ø 40 mm - Price per meter | m | 621
T1500000000051 | Flexible hose - Ø 50 mm - Price per meter | m | 672
T1500000000063 | Flexible hose - Ø 60 mm - Price per meter | m | 827
T1500000000075 | Flexible hose - Ø 75 mm - Price per meter |  | #VALUE!
T1500000000080 | Flexible hose - Ø 80 mm - Price per meter |  | #VALUE!
T1500000000100 | Flexible hose - Ø 100 mm - Price per meter |  | #VALUE!
ACC0T15AA00032 | Thread coupling - 0 - 70 °C - L. 100 mm - (50 mm + thread - 45 mm)T15 Ø 30 mm |  | #VALUE!
ACC0T15AA00041 | Thread coupling - 0 - 70 °C - L. 100 mm - (50 mm + thread - 45 mm)T15 Ø 40 mm |  | #VALUE!
ACC0T15AA00051 | Thread coupling - 0 - 70 °C - L. 100 mm - (50 mm + thread - 45 mm)T15 Ø 50 mm | ks | 672
ACC0T15AA00063 | Thread coupling - 0 - 70 °C - L. 100 mm - (50 mm + thread - 45 mm)T15 Ø 60 mm |  | #VALUE!
ACC0T15AA00075 | Thread coupling - 0 - 70 °C - L. 100 mm - (50 mm + thread - 45 mm)T15 Ø 75 mm |  | #VALUE!
T1900750000000 | Flexible hose - Ø 75 mm - Price per meter | m | 311
T1900000000100 | Flexible hose - Ø 100 mm - Price per meter | m | 440
T1900000000125 | Flexible hose - Ø 125 mm - Price per meter | m | 621
T1900000000150 | Flexible hose - Ø 150 mm - Price per meter | m | 827
T1900000000160 | Flexible hose - Ø 160 mm - Price per meter | m | 621
T2000000000075 | Flexible hose - Ø 75 mm - Price per meter | m | 595
T2000000000100 | Flexible hose - Ø 100 mm - Price per meter | m | 672
T2000000000125 | Flexible hose - Ø 125 mm - Price per meter | m | 750
T2000000000150 | Flexible hose - Ø 150 mm - Price per meter | m | 1086
T2000000000160 | Flexible hose - Ø 160 mm - Price per meter | m | 1241
T2000000000200 | Flexible hose - Ø 200 mm - Price per meter | m | 1344
T2000000000250 | Flexible hose - Ø 250 mm - Price per meter | m | 1887
T2000000000300 | Flexible hose - Ø 300 mm - Price per meter | m | 2843
T20AS000000100 | Antistatic flexible hose - Ø 100 mm - Price per meter | m | 827
T20AS000000125 | Antistatic flexible hose - Ø 125 mm - Price per meter | m | 1060
T20AS000000160 | Antistatic flexible hose - Ø 160 mm - Price per meter | m | 1241
T20AS000000200 | Antistatic flexible hose - Ø 200 mm - Price per meter | m | 2403
T3600000000076 | Flexible hose - Ø 75 mm - Price per meter | m | 2197
T3600000000102 | Flexible hose - Ø 100 mm - Price per meter | m | 2558
T3600000000127 | Flexible hose - Ø 125 mm - Price per meter | m | 3230
T3600000000152 | Flexible hose - Ø 150 mm - Price per meter | m | 3489
T3600000000165 | Flexible hose - Ø 160 mm - Price per meter | m | 3876
T3600000000178 | Flexible hose - Ø 175 mm - Price per meter | m | 4264
T3600000000203 | Flexible hose - Ø 200 mm - Price per meter | m | 4910
T3600000000254 | Flexible hose - Ø 250 mm - Price per meter | m | 5943
T3600000000305 | Flexible hose - Ø 300 mm - Price per meter | m | 7364

## Ceník tříděný dle katalogu
Ceník produktů Aerservice 4.2026
* V cenách není zahrnuta doprava, řeší se individuálně dle druhu produktu a dodací adresy.
Přenosné filtrační jednotky
AER 110
Objednací číslo | Popis | CZK bez DPH
AER11C00A0R00 | Portable fume extractor - 1,1kW - 230V/1/50Hz - ON/OFF | 14469
AER 110 - Náhradní díly a příslušenství
Objednací číslo | Popis | CZK bez DPH
RICAER0000SPZB | Set No. 2 brushes for motor - 1100W - 240V/50Hz | 543
RICAER0MOTSPZB | Replacement motor - 1100W - 240V/50Hz | 3489
DBPZ2201020LK | Cable - L. 3 m - Schuko - 250V 10A | 621
T1900500003000 | Flexible hose - T19 - Ø 50 mm - L. 3 m | 1163
T1500410002000 | Flexible hose - T15 - Ø 40 mm - L. 2 m | 1241
T1500510002000 | Flexible hose - T15 - Ø 50 mm - L. 2 m | 1551 |  | ;
T1500630002000 | Flexible hose - T15 - Ø 60 mm - L. 2 m | 1809
RICAER0010SPZB | Conical nozzle with rod and magnet - H. 120 mm - Ø 48-90 mm | 1654
RF0AER1100002 | Kit filters: spark arrestor filter, cartridge filter 99%, active carbons filter | 4651
RF0AER2010003 | Replacement filter: cartridge filter - M >99% | 2533
AER 201
Objednací číslo | Popis | CZK bez DPH
AER21C00A0A00 | Portable fume extractor - 1,1kW - 230V/1/50Hz - ON/OFF | 16536
AER 201 - Náhradní díly a příslušenství
Objednací číslo | Popis | CZK bez DPH
RICAER0000SPZB | Set No. 2 brushes for motor - 1100W - 40V/50Hz | 543
RICAER0MOTSPZB | Replacement motor - 1100W - 240V/50Hz | 3489
DBPZ2201020LK | Cable - L. 3 m - Schuko - 250V 10A | 621
T1920000000050 | Flexible hose - T19 - Ø 50 mm - L. 2 m | 1034
T1500410002000 | Flexible hose - T15 - Ø 40 mm - L. 2 m | 1241
T1500510002000 | Flexible hose - T15 - Ø 50 mm - L. 2 m | 1551
T1500630002000 | Flexible hose - T15 - Ø 60 mm - L. 2 m | 1809
RICAER0010SPZB | Conical nozzle with rod and magnet - H. 120 mm - Ø 48-90 mm | 1654
RF0AER2010002 | Kit filters: spark arrestor filter, cartridge filter 99%, active carbons filter | 4651
RF0AER2010003 | Replacement filter: cartridge filter - M >99% | 2533
AER 45
Objednací číslo | Popis | CZK bez DPH
AER45C00A0A00 | Portable fume extractor - 730 l/min | 55551
AER 45 - Náhradní díly a příslušenství
Objednací číslo | Popis | CZK bez DPH
T1920000000050 | Flexible hose - T19 - Ø 50 mm - L. 2 m | 1034
T1500410002000 | Flexible hose - T15 - Ø 40 mm - L. 2 m | 1241
T1500510002000 | Flexible hose - T15 - Ø 50 mm - L. 2 m | 1551
T1500630002000 | Flexible hose - T15 - Ø 60 mm - L. 2 m | 1809
RICAER0010SPZB | Conical nozzle with rod and magnet - H. 120 mm - Ø 48-90 mm | 1654
RF0AER0400002 | Kit filters: cartridge filter 99%, active carbons filter | 8398
RF0AER0400003 | Replacement filter: cartridge filter - M >99% | 6977
Mobilní filtrační jednotky
MONO PLUS W3
Objednací číslo | Popis | CZK bez DPH
MON10W000PAA0 | Mobile filter unit - W3 Certified - 1.1 kW - 230V/1/50Hz | 45216
MONO PLUS W3 - Příslušenství
Objednací číslo | Popis | CZK bez DPH
ARMOTECH16I200 | Articulated arm pre-assembled - Ø 160 mm - L. 2000 mm | 20034
ARMOTECH16I300 | Articulated arm pre-assembled - Ø 160 mm - L. 3000 mm | 21426
ARMOFLEX16I200 | Articulated arm pre-assembled - Ø 160 mm - L. 2000 mm | 15165
ARMOFLEX16I300 | Articulated arm pre-assembled - Ø 160 mm - L. 3000 mm | 17530
ARMOLIGHT16024 | Lighting kit for round capture hood on arm - Ø 160 mm | 6977
AC0CAR00000000 | Flex hose incl. hood and magnet | 8010
ARMOSPARK0160 | Spark arrestor filter to fit in the round hood - Ø 160 mm | 3359
ACC0MONO00000 | Discharge plate - Ø 200 mm | 4393
T1902000005000 | Flexible hose - T19 - Ø 200 mm - L. 5 m | 4651
MONO PLUS W3 - Náhradní filtry
Objednací číslo | Popis | CZK bez DPH
RF0MONO100001 | Kit filters: cartridge filter, flat filter - M >99% - 6,3 m2 | 8139
MONO PLUS W3 - Alternativní filtry
Objednací číslo | Popis | CZK bez DPH
RF0MONO100002 | Kit filters: cartridge filter, flat filter - M >99% - 8 m2 | 9302
UNI 2C W3
Objednací číslo | Popis | CZK bez DPH
UNI22W0000AG0 | Mobile filter unit - W3 certified - 1,1kW - 230V/1/50Hz | 62855
UNI22W1000AG0 | Mobile filter unit - W3 certified - 1,1kW - 400V/3/50-60Hz | 68321
UNI 2C W3 - Náhradní filtry
Objednací číslo | Popis | CZK bez DPH
RF0UNI2200021 | Kit filters: spark arrestor, cartridge - >99% | 12661
RF0UNI2200022 | Kit filters: spark arrestor | 1292
RF0UNI2200023 | Kit filters: cartridge - >99% | 11369
UNI 2C W3 - Příslušenství
Objednací číslo | Popis | CZK bez DPH
ARMOTECH12I200 | Articulated arm pre-assembled - Ø 125 mm - L. 2000 mm | 22956
ARMOTECH12I300 | Articulated arm pre-assembled - Ø 125 mm - L. 3000 mm | 24486
ARMOTECH16I200 | Articulated arm pre-assembled - Ø 160 mm - L. 2000 mm | 20034
ARMOTECH16I300 | Articulated arm pre-assembled - Ø 160 mm - L. 3000 mm | 21426
ARMOFLEX16I200 | Articulated arm pre-assembled - Ø 160 mm - L. 2000 mm | 15165
ARMOFLEX16I300 | Articulated arm pre-assembled - Ø 160 mm - L. 3000 mm | 17530
ARMOFLEX16I400 | Articulated arm pre-assembled - Ø 160 mm - L. 4000 mm | 20034
ARMOLIGHT16030 | Lighting kit for round capture hood on arm - Ø 160 mm | 6977
ARMOSPARK0160 | Spark arrestor filter to fit in the round hood - Ø 160 mm | 3359
SELIBS01600115 | Manual shutter kit for round capture hood on arm - Ø 160 mm | 1163
50FILU02204 | Plate for dual arm - Ø 160 mm | 2713
KITSTE0000024 | Kit Start & Stop c/w cable and male connector - 12 VDC - 2,5 m - 4p male connector | 3489
ARE03G1501000 | Cable reel - 230V - L. 10 m - Schuko | 5814
ARE03G1501500 | Cable reel - 230V - L. 15 m - Schuko | 6331
ARE03G1502500 | Cable reel - 230V - L. 25 m - Schuko | 11627
RF0UNI2200003 | Kit filters: active carbons filter (pair) - 10 kg | 5685
50FILU02212 | Discharge plate with hole for discharge flexible hose - Ø 200 mm UNI 3.2 1b | 7752
T1902000005000 | Flexible hose - T19 - Ø 200 mm - L. 5 m | 4651
RF0UNI2200007 | Kit filters: paint stop filter (to use together with active carbons filter) - F10 - 490x592x48 mm | 1447
RF0UNI2200008 | Kit filters: active carbons filter for discharge hole plate - 292x648x80 mm - 10 kg | 4005
ACCUNI2200010 | Kit filter: Hepa filter (Pair) H14 - 99,995% | 23125
UNI 2 LASER W3
Objednací číslo | Popis | CZK bez DPH
UNI22L0000AD0 | Mobile filter unit - W3 certified - 1,1kW - 230V/1/50Hz | 78134
UNI22L1000AD0 | Mobile filter unit - W3 certified - 1,1kW - 400V/3/50-60Hz | 84966
UNI 2 laser w3 - Příslušenství
Objednací číslo | Popis | CZK bez DPH
ARMOFLEX16I200 | Articulated arm pre-assembled - Ø 160 mm - L. 2000 mm | 15165
ARMOFLEX16I300 | Articulated arm pre-assembled - Ø 160 mm - L. 3000 mm | 17530
ARMOFLEX16I400 | Articulated arm pre-assembled - Ø 160 mm - L. 4000 mm | 20034
ARMOLIGHT16030 | Lighting kit for round capture hood on arm - Ø 160 mm | 6977
ARMOSPARK0160 | Spark arrestor filter to fit in the round hood - Ø 160 mm | 3359
ARE03G1501000 | Cable reel - 230V - L. 10 m - Schuko | 5814
ARE03G1501500 | Cable reel - 230V - L. 15 m - Schuko | 6331
ARE03G1502500 | Cable reel - 230V - L. 25 m - Schuko | 11627
UNI 2 LASER - Náhradní filtry
Objednací číslo | Popis | CZK bez DPH
RF0UNI2200026 | Kit filters: spark arrestor, cartridge - >99% | 12661
RF0UNI2200022 | Kit filters: spark arrestor | 1292
RF0UNI2200023 | Kit filters cartridge - >99% | 11369
RF0UNI2200027 | Kit filters: active carbons filter (pair) - 10 kg | 13694
UNI 3.2 W3
Objednací číslo | Popis | CZK bez DPH
UNI32W0ASBAA0 | Self-cleaning mobile filter unit for 1 articulated arm - 1,5kW - 230V/1/50Hz - 2 cartridges - Start/stop | 110555
UNI32W1ASBAA0 | Self-cleaning mobile filter unit for 1 articulated arm - 1,5kW - 400V/3/50-60Hz -2 cartridges - Start/stop | 115524
UNI32W0BSBAA0 | Self-cleaning mobile filter unit for double articulated arm - 1,5kW - 230V/1/50Hz - 2 cartridges - Start/stop | 111797
UNI32W1BSBAA0 | Self-cleaning mobile filter unit for double articulated arm - 1,5kW - 400V/3/50-60Hz - 2 cartridges - Start/stop | 116766
UNI 3.2 W3 - Příslušenství
Objednací číslo | Popis | CZK bez DPH
ARMOTECH16I200 | Articulated arm pre-assembled - Ø 160 mm - L. 2000 mm | 20034
ARMOTECH16I300 | Articulated arm pre-assembled - Ø 160 mm - L. 3000 mm | 21426
ARMOTECH16I400 | Articulated arm pre-assembled - Ø 160 mm - L. 4000 mm | 24765
ARMOLIGHT16030 | Lighting kit for round capture hood on arm - Ø 160 mm | 6977
ARMOSPARK0160 | Spark arrestor filter to fit in the round hood - Ø 160 mm | 3359
RF0UNI3200002 | Kit filters: active carbons filter (10 kg) UNI 3.2 1b | 6977
ACCUNI3200010 | Kit filter H14 - 99,99% | 24029
ACCUNI3200020 | Kit rejet - Ø 200 mm | 7752
T1902000005000 | Flexible hose - T19 - Ø 200 mm - L. 5 m | 4651
UNI 3.2 W3 - SPARE PARTS
Objednací číslo | Popis | CZK bez DPH
RF0UNI3200005 | Kit filters: cartridge filters (pair) - >99% - 2 x 8 m2 | 17570
MONO
Objednací číslo | Popis | CZK bez DPH
MON10C0000AA0 | Mobile filter unit - 0,55kW - 230V/1/50Hz | 38757
MONO - Příslušenství
Objednací číslo | Popis | CZK bez DPH
ARMOTECH16I200 | Articulated arm pre-assembled - Ø 160 mm - L. 2000 mm | 20034
ARMOTECH16I300 | Articulated arm pre-assembled - Ø 160 mm - L. 3000 mm | 21426
ARMOFLEX16I200 | Articulated arm pre-assembled - Ø 160 mm - L. 2000 mm | 15165
ARMOFLEX16I300 | Articulated arm pre-assembled - Ø 160 mm - L. 3000 mm | 17530
AC0CAR00000000 | Flex hose incl. hood and magnet - Ø 160 mm - L. 3300 mm | 8010
ARMOLIGHT16024 | Lighting kit for round capture hood on arm - Ø 160 mm | 6977
ARMOSPARK0160 | Spark arrestor filter to fit in the round hood - Ø 160 mm | 3359
MONO - Náhradní filtry
Objednací číslo | Popis | CZK bez DPH
RF0MONO100000 | Kit filters: Cartridge - “BIA” M >99% | 4134
EVO 2
Objednací číslo | Popis | CZK bez DPH
EVO2LH0000AA0 | Depuratore carrellato - 1,1kW - 230V/1/50Hz | 43666
EVO 2 - Příslušenství
Objednací číslo | Popis | CZK bez DPH
ARMOTECH12I200 | Articulated arm pre-assembled - Ø 125 mm - L. 2000 mm | 22956
ARMOTECH12I300 | Articulated arm pre-assembled - Ø 125 mm - L. 3000 mm | 24486
ARMOTECH16I200 | Articulated arm pre-assembled - Ø 160 mm - L. 2000 mm | 20034
ARMOTECH16I300 | Articulated arm pre-assembled - Ø 160 mm - L. 3000 mm | 21426
ARMOFLEX16I200 | Articulated arm pre-assembled - Ø 160 mm - L. 2000 mm | 15165
ARMOFLEX16I300 | Articulated arm pre-assembled - Ø 160 mm - L. 3000 mm | 17530
AC0CAR00000000 | Flex hose incl. hood and magnet - Ø 160 mm - L. 3300 mm | 8010
ARMOLIGHT16024 | Lighting kit for round capture hood on arm - Ø 160 mm | 6977
ARMOSPARK0160 | Spark arrestor filter to fit in the round hood - Ø 160 mm | 3359
ARE03G1501000 | Cable reel - 230V - L. 10 m - Schuko | 5814
ARE03G1501500 | Cable reel - 230V - L. 15 m - Schuko | 6331
ARE03G1502500 | Cable reel - 230V - L. 25 m - Schuko | 11627
EVO 2 - Náhradní filtry
Objednací číslo | Popis | CZK bez DPH
RF0EVO2200000 | Kit filters: spark arrestor, wavy filter, pocket filter - E12 >99,5% | 6460
RF0EVO2200001 | Kit filters: spark arrestor, wavy filter | 1732
RF0EVO2200002 | Kit filters: pocket filter - E12 >99,5% | 5168
EVO 2 - Alternativní filtry
Objednací číslo | Popis | CZK bez DPH
RF0EVO2200003 | Kit filters: pocket filter - H13 >99,9% | 7623
UNI 2H
Objednací číslo | Popis | CZK bez DPH
UNI22H0000AA0 | Mobile filter unit - 1,1kW - 230V/1/50Hz | 51924
UNI22H1000AA0 | Mobile filter unit - 1,1kW - 400V/3/50-60Hz | 58135
UNI2.2FH | Akční sestava UNI2.2H 1,1kW 230V včetně ramene Armoflex 3m | 55000 | cena platí do vyprodání zásob (k 9.4. 5ks)
UNI 2E
Objednací číslo | Popis | CZK bez DPH
UNI22E0000AE0 | Mobile filter unit - 1,1kW - 230V/1/50Hz | 99624
UNI22E1000AE0 | Mobile filter unit - 1,1kW - 400V/3/50-60Hz | 105462
UNI 2 - Příslušenství
Objednací číslo | Popis | CZK bez DPH
ARMOTECH12I200 | Articulated arm pre-assembled - Ø 125 mm - L. 2000 mm | 22956
ARMOTECH12I300 | Articulated arm pre-assembled - Ø 125 mm - L. 3000 mm | 24486
ARMOTECH16I200 | Articulated arm pre-assembled - Ø 160 mm - L. 2000 mm | 20034
ARMOTECH16I300 | Articulated arm pre-assembled - Ø 160 mm - L. 3000 mm | 21426
ARMOFLEX16I200 | Articulated arm pre-assembled - Ø 160 mm - L. 2000 mm | 15165
ARMOFLEX16I300 | Articulated arm pre-assembled - Ø 160 mm - L. 3000 mm | 17530
ARMOFLEX16I400 | Articulated arm pre-assembled - Ø 160 mm - L. 4000 mm | 20034
ARMOLIGHT16030 | Lighting kit for round capture hood on arm - Ø 160 mm | 6977
ARMOSPARK0160 | Spark arrestor filter to fit in the round hood - Ø 160 mm | 3359
SELIBS01600115 | Manual shutter for round capture hood on arm - Ø 160 mm | 1163
50FILU02204 | Plate for dual arm - Ø 160 mm | 2713
50FILU02212 | Discharge plate with hole for discharge flexible hose - Ø 200 mm | 7752
T1902000005000 | Flexible hose - T19 - Ø 200 mm L. 5 m | 4651
KITSTE0000024 | Kit Start & Stop c/w cable and male connector - 12 VDC - 2,5 m - 4p male connector | 3489
ARE03G1501000 | Cable reel - 230V - L. 10 m - Schuko | 5814
ARE03G1501500 | Cable reel - 230V - L. 15 m - Schuko | 6331
ARE03G1502500 | Cable reel - 230V - L. 25 m - Schuko | 11627
UNI 2 SERIES - Náhradní a Alternativní filtry
Objednací číslo | Popis | CZK bez DPH
RF0UNI2200000 | Kit filtri: lapač jisker, předfiltr, hlavní částicový filtr - E 12 >99,5% UNI 2H | 6850
F1200592490098 | Předfiltr F12 pro odsavač UNI 2.0/2.2 H | 1150 | skladem
F15ARA00000005 | Ocelový filtr F15- lapač jisker pro odsavač UNI 2.0/2.2 H | 1430 | skladem
RF0UNI2200001 | Kit filters: spark arrestor, wavy filter UNI 2H - UNI 2E | 2322
RF0UNI2200002 | Kit filters: pocket filter - E 12 >99,5% UNI 2H | 5168 | skladem
RF0UNI2200003 | Kit filters: active carbons filter (pair) - 10 kg UNI 2H - UNI 2E | 5685 | skladem
RF0UNI2200004 | Kit filters: spark arrestor, wavy filter, pocket filter - H13 >99,9% UNI 2H | 8656
RF0UNI2200005 | Kit filters: pocket filter - H13 >99,9% UNI 2H | 7106
RF0UNI2200006 | Kit filters: spark arrestor, paint stop filter, pocket filter - H13 >99,9% UNI 2H | 6847
ACCUNI2200010 | Kit filter: Hepa filter (Pair) H14 - 99,99%UNI 2H - UNI 2E | 23125
RF0UNI2200007 | Kit filters: paint stop filter (to use together with active carbons filter) UNI 2H - UNI 2E | 1447
RF0UNI2200008 | Kit filters: active carbons filter for discharge hole plate - 292x648x80 mm - 10 kg UNI 2H - UNI 2E | 4005
RF0UNI2200009 | Kit filters: active carbons filter (pair) for Amines and Ammonia NH3 - 10 kg UNI 2H - UNI 2E | 12919
RF0UNI2200010 | Kit filters: HIGH INTENSITY spark arrestor, pocket filter - E 12 >99,5% UNI 2H | 8010
RF0UNI2200011 | Kit filters: HIGH INTENSITY spark arrestor UNI 2H | 2713
RF0UNI2200014 | Kit filters: spark arrestor, wavy filter, electrostatic cell - E11 >95% UNI 2E | 51675
RF0UNI2200015 | Kit filters: electrostatic cell - E11 >95% UNI 2E | 50384
RF0UNI2200016 | Kit filters: cable with connector - 3 m UNI 2E | 2713
RF0UNI2200017 | Kit filters: power supply device for electrostatic cell UNI 2E | 14728
RF0UNI2200018 | Kit filters: wire tension springs (20 pcs) UNI 2E | 1654
RF0UNI2200019 | Kit filters: tungsten ionizing threads (10 pcs) UNI 2E | 2067
RF0UNI2200020 | Rinsing liquid (10 kg) for electrostatic cell UNI 2E | 3230
UNI 2 VOC
Objednací číslo | Popis | CZK bez DPH
UNI22V0000AA0 | Mobile filter unit - 1,1kW - 230V/1/50Hz | 115524
UNI22V1000AA0 | Mobile filter unit - 1,1kW - 400V/3/50-60Hz | 120617
UNI 2 VOC - Náhradní díly
Objednací číslo | Popis | CZK bez DPH
F19C000160400Z | Cartridge filter for solvent absorption - F19 C - 2,9 kg activated carbon - Ext. Ø 160x400h mm | 2455
RICFUNI0000020 | Activated carbon filter kit for solvent absorption - FILTER UNI - 5+5 kg - 292x648x40 mm | 5814
UNI 2 VOC - Příslušenství
Objednací číslo | Popis | CZK bez DPH
ARMOTVOC16I200 | Articulated arm pre-assembled - Ø 160 mm - L. 2000 mm | 21426
ARMOTVOC16I300 | Articulated arm pre-assembled - Ø 160 mm - L. 3000 mm | 22817
ARMOPAINT0160 | Kit filter Paint Stop in the hood for paint touch-ups - Ø 160 mm | 2197
Odsavače umístěné na zeď
ICAP 2H
Objednací číslo | Popis | CZK bez DPH
ICAP2H0000AA0 | Wall-mounted unit - 1,5kW - 230V/1/50Hz | 48575
ICAP2H1000AA0 | Wall-mounted unit - 1,5kW - 400V/3/50-60Hz | 48187
ICAP 2E
Objednací číslo | Popis | CZK bez DPH
ICAP2E0000AA0 | Wall-mounted unit - 1,5kW - 230V/1/50Hz | 102059
ICAP2E1000AA0 | Wall-mounted unit - 1,5kW - 400V/3/50-60Hz | 101542
ICAP 2 - Příslušenství
Objednací číslo | Popis | CZK bez DPH
KITSIF2001000 | Clogged filter alarm kit including pressure differential switch (place in order together with the filter unit) - 200-1000 Pa - 230V/1/50Hz ICAP 2H | 4264
ACCICAP2223000 | ON/OFF switch panel incl. clogged filter alarm and cable - 230V - 3 m ICAP 2H | 18474
ACCICAP2240000 | ON/OFF switch panel incl. clogged filter alarm and cable - 400V - 3 m ICAP 2H | 22479
ARMOTECH12I201 | Articulated arm pre-assembled - Ø 125 mm - L. 2000 mm | 23652
ARMOTECH12I301 | Articulated arm pre-assembled - Ø 125 mm - L. 3000 mm | 25182
ARMOTECH12I401 | Articulated arm pre-assembled - Ø 125 mm - L. 4000 mm | 27547
ARMOTECH16I201 | Articulated arm pre-assembled - Ø 160 mm - L. 2000 mm | 21843
ARMOTECH16I301 | Articulated arm pre-assembled - Ø 160 mm - L. 3000 mm | 23373
ARMOTECH16I401 | Articulated arm pre-assembled - Ø 160 mm - L. 4000 mm | 25043
ARMOFLEX16I201 | Articulated arm pre-assembled - Ø 160 mm - L. 2000 mm | 16139
ARMOFLEX16I301 | Articulated arm pre-assembled - Ø 160 mm - L. 3000 mm | 18365
ARMOFLEX16I401 | Articulated arm pre-assembled - Ø 160 mm - L. 4000 mm | 20591
ARMOLIGHT16025 | Lighting kit for round capture hood on arm - Ø 160 mm | 8527
ARMOSPARK0160 | Spark arrestor filter to fit in the round hood - Ø 160 mm | 3359
DBICAP2000001 | Plate for dual arm - 160 mm Armoflex - 125 mm Armotech 2-3 m | 2584
PAB16000001000 | Extension for articulated arm - Ø 160 mm - L. 1000 mm | 23771
PAB16000002000 | Extension for articulated arm - Ø 160 mm - L. 2000 mm | 27517
PAB16000003000 | Extension for articulated arm - Ø 160 mm - L. 3000 mm | 30101
PAB16000004000 | Extension for articulated arm - Ø 160 mm - L. 4000 mm | 32556
ACC0ICAP200010 | Adapter for connection of PAB extension onto ICAP wall standing unit | 3359
EV018020150M04 | Extractor fan incl. adapter for flexible hose - EV 18 - 1,5kW - 230V 50Hz - Q max 2300 m3/h | 14857
1580Pa - Ø 180 mm
EV018020150T04 | Extractor fan incl. adapter for flexible hose - EV 18 - 1,5kW - 400V 50-60Hz - Q max 2300 m3/h | 14986
1580Pa - Ø 180 mm
QEINT32A4P000 | Switch disconnector lockable - 4 Poles - 32A - IP 66 - 125x150hx93 mm | 3359
QE2301F022KW0 | Single-phase switchboard lockable: thermal magnetic protection, self-setting based on connected motors, remote start/stop in centralized system, voltage / current / cosΦ / alarm display, multilingual display - 230V 50/60Hz - 0,37-2,2kW - 16A - IP55 - 240x340hx170 mm - 2,8 kg | 11498
QE4003F075KW0 | Three-phase switchboard lockable: thermal magnetic protection, self-setting based on connected motors, remote start/stop in centralized system, voltage / current / cosΦ / alarms display, multilingual display, phase sequence alarm for motor rotation - 4 Poles - 400V 50/60Hz - 0,55-7,5kW - 15A - IP55 - 240x340hx170 mm - 5,5 kg | 14599
ICAP 2 - Náhradní filtry
Objednací číslo | Popis | CZK bez DPH
RF0ICAP200000 | Kit filters: spark arrestor, wavy filter, pocket filter - E12 >99,5% ICAP 2H | 6589
RF0ICAP200001 | Kit filters: spark arrestor, wavy filter - ICAP 2H - ICAP 2E | 1732
RF0ICAP200002 | Kit filters: pocket filter - E12 >99,5% ICAP 2H | 5168
RF0ICAP200003 | Kit filters: active carbons filter - 5 kg ICAP 2H - ICAP 2E | 3876
RF0ICAP200005 | Kit filters: pocket filter - H13 >99,9% ICAP 2H | 7623
RF0ICAP200007 | Kit filters: paint stop filter (to use together with active carbons filter) ICAP 2H - ICAP 2E | 1060
RF0ICAP200008 | Kit filters: spark arrestor, wavy filter, electrostatic cell - E11 >95% ICAP 2E | 51417
RF0ICAP200009 | Kit filters: electrostatic cell - E11 >95% ICAP 2E | 50384
RF0ICAP200010 | Kit filters: cable with connector - 3 m ICAP 2E | 2843
RF0ICAP200011 | Kit filters: power supply device for electrostatic cell ICAP 2E | 11757
RF0ICAP200012 | Kit filters: wire tension springs (20 pcs) ICAP 2E | 1447
RF0ICAP200013 | Kit filters: tungsten ionizing threads (10 pcs) ICAP 2E | 1654
RF0ICAP200014 | Rinsing liquid (10 kg) for electrostatic cell ICAP 2E | 3101
RF0ICAP200015 | Kit filters: electric box and clogged filter alarm ICAP 2E | 8268
ICAP 4.2
Objednací číslo | Popis | CZK bez DPH
ICAP4C13S0AA0 | Wall-fitting filter unit for 1 or 2 articulated arm - 2,2kW - 400V/3/50-60Hz - Start/Stop | 133839
ICAP 4.2 - Příslušenství
Objednací číslo | Popis | CZK bez DPH
CWB02018000000 | Wall bracket for connection to flex hose - Ø 160 mm | 2843
ARMOTECH16I201 | Articulated arm pre-assembled - Ø 160 mm - L. 2000 mm | 21843
ARMOTECH16I301 | Articulated arm pre-assembled - Ø 160 mm - L. 3000 mm | 23373
ARMOTECH16I401 | Articulated arm pre-assembled - Ø 160 mm - L. 4000 mm | 25043
ARMOFLEX16I201 | Articulated arm pre-assembled - Ø 160 mm - L. 2000 mm | 16139
ARMOFLEX16I301 | Articulated arm pre-assembled - Ø 160 mm - L. 3000 mm | 18365
ARMOFLEX16I401 | Articulated arm pre-assembled - Ø 160 mm - L. 4000 mm | 20591
ARMOLIGHT16030 | Lighting kit for round capture hood on arm - Ø 160 mm | 6977
ARMOSPARK0160 | Spark arrestor filter to fit in the round hood - Ø 160 mm | 3359
PAB16000001000 | Extension for articulated arm - Ø 160 mm - L. 1000 mm | 23771
PAB16000002000 | Extension for articulated arm - Ø 160 mm - L. 2000 mm | 27517
PAB16000003000 | Extension for articulated arm - Ø 160 mm - L. 3000 mm | 30101
PAB16000004000 | Extension for articulated arm - Ø 160 mm - L. 4000 mm | 32556
ACCIBS00000RF1 | Adapter for connection of hose on bracket - Ø 160 / Ø 160 mm | 1241
SLL200600100 | Silencer with ogive for spiral ducts - Ø 200 mm - L. 600 mm - Insulation thickness 100 mm | 10594
SLL50200600 | Silencer with ogive for spiral ducts - Ø 200 mm - L. 600 mm - Insulation thickness 50 mm | 4264
MF200 | Coupling female - Ø 200 mm | 156
RCPL250200 | Adapter male/male - Ø 250 mm / Ø 200 mm | 595
RCPL300200 | Adapter male/male - Ø 300 mm / Ø 200 mm | 956
RCPL315200 | Adapter male/male - Ø 315 mm / Ø 200 mm | 750
KITSTAF0600400 | Wall bracket - With a 2-component joining collar for hose - Ø 400 mm - L. 600 mm | 4134
ICAP 4.2 - NÁHRADNÍ FILTRY
Objednací číslo | Popis | CZK bez DPH
RF0ICAP420001 | Kit filters: cartridge filters (pair) - M >99% - 2x12,5m2 | 21316
RF0ICAP420002 | Kit filters: active carbons filter - 20 kg | 8527
RF0ICAP420003 | Spare parts: 1 dust collector bin - 25 l | 2713
Odsavače pro laserové svařování
UNI 2 LASER-ON OFF
Objednací číslo | Popis | CZK bez DPH
UNI20L0000AD0 | Mobile filter unit - 1,1kW - 230V/1/50Hz | 60371
UNI20L1000AD0 | Mobile filter unit - 1,1kW - 400V/3/50-60Hz | 65340
UNI 2 LASER ON-OFF - Příslušenství
Objednací číslo | Popis | CZK bez DPH
ARMOFLEX16I200 | Articulated arm pre-assembled - Ø 160 mm - L. 2000 mm | 15165
ARMOFLEX16I300 | Articulated arm pre-assembled - Ø 160 mm - L. 3000 mm | 17530
ARMOFLEX16I400 | Articulated arm pre-assembled - Ø 160 mm - L. 4000 mm | 20034
ARMOLIGHT16030 | Lighting kit for round capture hood on arm - Ø 160 mm | 6977
ARMOSPARK0160 | Spark arrestor filter to fit in the round hood - Ø 160 mm | 3359
ARE03G1501000 | Cable reel - 230V - L. 10 m - Schuko | 5814
ARE03G1501500 | Cable reel - 230V - L. 15 m - Schuko | 6331
ARE03G1502500 | Cable reel - 230V - L. 25 m - Schuko | 11627
UNI 2 LASER ON-OFF - Náhradní filtry
Objednací číslo | Popis | CZK bez DPH
RF0UNI2200000 | Kit filters: spark arrestor, wavy filter, pocket filter - E12 >99,5% | 6650
RF0UNI2200027 | Kit filters: active carbons filter (pair) - 10 kg | 13694
ICAP 2 LASER
Objednací číslo | Popis | CZK bez DPH
ICAP2L0000AD0 | Wall-mounted unit - 1,5kW - 230V/1/50Hz | 63948
ICAP2L1000AD0 | Wall-mounted unit - 1,5kW - 400V/3/50-60Hz | 64207
ICAP 2 LASER - Příslušenství
Objednací číslo | Popis | CZK bez DPH
ARMOFLEX16I201 | Articulated arm pre-assembled - Ø 160 mm - L. 2000 mm | 16139
ARMOFLEX16I301 | Articulated arm pre-assembled - Ø 160 mm - L. 3000 mm | 18365
ARMOFLEX16I401 | Articulated arm pre-assembled - Ø 160 mm - L. 4000 mm | 20591
ARMOLIGHT16025 | Lighting kit for round capture hood on arm - Ø 160 mm | 8527
ARMOSPARK0160 | Spark arrestor filter to fit in the round hood - Ø 160 mm | 3359
KITSIF2001000 | Clogged filter alarm kit including pressure differential switch (place in order together with the filter unit) - 200-1000 Pa - 230V/1/50Hz | 4264
ACCICAP2223000 | ON/OFF switch panel incl. clogged filter alarm and cable - 230V - 3 m | 18474
ACCICAP2240000 | ON/OFF switch panel incl. clogged filter alarm and cable - 400V - 3 m | 22479
PAB16000001000 | Extension for articulated arm - Ø 160 mm - L. 1000 mm | 23771
PAB16000002000 | Extension for articulated arm - Ø 160 mm - L. 2000 mm | 27517
PAB16000003000 | Extension for articulated arm - Ø 160 mm - L. 3000 mm | 30101
PAB16000004000 | Extension for articulated arm - Ø 160 mm - L. 4000 mm | 32556
ACC0ICAP200010 | Adapter for connection of PAB extension onto ICAP wall standing unit | 3359
EV018020150M04 | Extractor fan incl. adapter for flexible hose - EV 18 - 1,5kW - 230V - 50Hz - Q max 2300 m3/h - 1580Pa - Ø 180 mm | 14857
EV018020150T04 | Extractor fan incl. adapter for flexible hose - EV 18 - 1,5kW - 400V - 50-60Hz - Q max 2300 m3/h - 1580Pa - Ø 180 mm | 14986
QEINT32A4P000 | Switch disconnector lockable - 4 Poles - 32A - IP 66 - 125x150hx93 mm | 3359
QE2301F022KW0 | Single-phase switchboard lockable: thermal magnetic protection, self-setting based on connected motors, remote start/stop in centralized system, voltage / current / cosΦ / alarm display, multilingual display - 230V - 50/60Hz - 0,37-2,2kW - 16A - IP55 - 240x340hx170 mm - 2,8 kg | 11498
QE4003F075KW0 | Three-phase switchboard lockable: thermal magnetic protection, self-setting based on connected motors, remote start/stop in centralized system, voltage / current / cosΦ / alarms display, multilingual display, phase sequence alarm for motor rotation - 4 Poles - 400V - 50/60Hz - 0,55-7,5kW - 15A - IP55 - 240x340hx170 mm - 5,5 kg | 14599
ICAP 2 LASER - Náhradní filtry
Objednací číslo | Popis | CZK bez DPH
RF0ICAP200000 | Kit filters: spark arrestor, wavy filter, pocket filter - E12 >99,5% | 6589
RF0ICAP200001 | Kit filters: spark arrestor, wavy filter | 1732
RF0ICAP200002 | Kit filters: pocket filter - E12 >99,5% | 5168
RF0ICAP200017 | Kit filters: active carbons filter - 6 kg | 17053
Odsavače pro odsávané hořáky
OTS
Objednací číslo | Popis | CZK bez DPH
OTS02C10CIAA0 | Mobile filter unit - Inverter - 2,2kW - 400V/3/50-60Hz - Start/Stop | 87848
OTS - Příslušenství
Objednací číslo | Popis | CZK bez DPH
ARTORC0FLA0041 | IntakeT15 Ø 40 mm | 646
ARTORC0FLA0050 | IntakeT15 Ø 50 mm | 646
ARTORC0FLA0063 | IntakeT15 Ø 60 mm | 646
ARTORC0FLA0000 | Blanking plug | 646
T1500410002000 | Flexible hose - T15 - Ø 40 mm - L. 2 m | 1241
T1500410005000 | Flexible hose - T15 - Ø 40 mm - L. 5 m | 3101
T1500510002000 | Flexible hose - T15 - Ø 50 mm - L. 2 m | 1551
T1500510005000 | Flexible hose - T15 - Ø 50 mm - L. 5 m | 3618
T1500630002000 | Flexible hose - T15 - Ø 60 mm - L. 2 m | 1809
T1500630005000 | Flexible hose - T15 - Ø 60 mm - L. 5 m | 4134
ACC0T15AA00041 | Thread coupling for flexible hose - Ø 41 mmT15 Ø 40 mm
ACC0T15AA00051 | Thread coupling for flexible hose - Ø 51 mmT15 Ø 50 mm | 672
ACC0T15AA00063 | Thread coupling for flexible hose - Ø 63 mmT15 Ø 60 mm
T1901600010000 | Flexible hose - T19 - Ø 160 mm - L. 10 m | 6201
ACC0OTS000010 | Discharge plate - Ø 160 mm | 2843
RF0OTS0000001 | Kit filters: active carbons filter - 1,5 kg | 2326
OTS - Náhradní filtry
Objednací číslo | Popis | CZK bez DPH
RF0OTS0000000 | Kit filters: cartridge filter - M >99% | 7235
DOT
Objednací číslo | Popis | CZK bez DPH
DOT02C130IAA0 | Mobile filter unit - Inverter - 3kW - 400V/3/50-60Hz | 131772
DOT - Příslušenství
Objednací číslo | Popis | CZK bez DPH
ARTORC0FLA0041 | IntakeT15 Ø 40 mm | 646
ARTORC0FLA0050 | IntakeT15 Ø 50 mm | 646
ARTORC0FLA0063 | IntakeT15 Ø 60 mm | 646
ARTORC0FLA0000 | Blanking plug | 646
T1500410002000 | Flexible hose - T15 - Ø 40 mm - L. 2 m | 1241
T1500410005000 | Flexible hose - T15 - Ø 40 mm - L. 2 5 | 3101
T1500510002000 | Flexible hose - T15 - Ø 50 mm - L. 2 m | 1551
T1500510005000 | Flexible hose - T15 - Ø 50 mm - L. 5 m | 3618
T1500630002000 | Flexible hose - T15 - Ø 60 mm - L. 2 m | 1809
T1500630005000 | Flexible hose - T15 - Ø 60 mm - L. 5 m | 4134
ACC0T15AA00041 | Thread coupling for flexible hose - Ø 41 mmT15 Ø 40 mm
ACC0T15AA00051 | Thread coupling for flexible hose - Ø 51 mmT15 Ø 50 mm | 672
ACC0T15AA00063 | Thread coupling for flexible hose - Ø 63 mmT15 Ø 60 mm
T1901600010000 | Flexible hose - T19 - Ø 160 mm - L. 10 m | 6201
ACC0DOT000010 | Discharge plate - Ø 160 mm | 3489
RF0DOT0000002 | Kit filters: active carbons filter - 5 kg | 4780
DOT - Náhradní filtry
Objednací číslo | Popis | CZK bez DPH
RF0DOT0000001 | Kit filters: cartridge filter - M >99% | 8398
MIG odsávané hořáky
AERTORCH
Objednací číslo | Popis | CZK bez DPH
TORCH0250300A | AT25 - Fume torch - 250A - L. 3 m - Air cooled | 9173
TORCH0250400A | AT25 - Fume torch - 250A - L. 4 m - Air cooled | 9690
TORCH0250500A | AT25 - Fume torch - 250A - L. 5 m - Air cooled | 10335
TORCH0360300A | AT36 - Fume torch - 300A - L. 3 m - Air cooled | 9560
TORCH0360400A | AT36 - Fume torch - 300A - L. 4 m - Air cooled | 10206
TORCH0360500A | AT36 - Fume torch - 300A - L. 5 m - Air cooled | 10852
TORCH0500300W | AT501W - Fume torch - 500A - L. 3 m - Water cooled | 13617
TORCH0500400W | AT501W - Fume torch - 500A - L. 4 m - Water cooled | 14469
TORCH0500500W | AT501W - Fume torch - 500A - L. 5 m - Water cooled | 15245
AERTORCH - Příslušenství
Objednací číslo | Popis | CZK bez DPH
RICTORCH00000 | Nozzle cylindrical - Pack 5 pcs. - Price 1 pc AT25 | 130
RICTORCH00001 | Nozzle conical - Pack 5 pcs. - Price 1 pc AT25 | 117
RICTORCH00002 | Nozzle spot welding - Pack 5 pcs. - Price 1 pc AT25 | 156
RICTORCH00003 | Nozzle conical - Pack 5 pcs. - Price 1 pc AT36 - AT501W | 220
RICTORCH00004 | Nozzle cylindrical - Pack 5 pcs. - Price 1 pc AT36 - AT501W | 207
RICTORCH00005 | Fume nozzle - Pack 5 pcs. - Price 1 pc AT25 | 466
RICTORCH00006 | Fume nozzle - Pack 5 pcs. - Price 1 pc AT36 - AT501W | 504
RICTORCH00007 | Fume nozzle adaptor - Pack 5 pcs. - Price 1 pc AT25 | 362
RICTORCH00008 | Fume nozzle adaptor - Pack 5 pcs. - Price 1 pc AT36 - AT501W | 362
RICTORCH00009 | M6 x 28mm - ECU - 0.8 mm - Pack 10 pcs. - Price 1 pc AT25 - AT36 | 21
RICTORCH00010 | M6 x 28mm - ECU - 0.9 mm - Pack 10 pcs. - Price 1 pc AT25 - AT36 | 21
RICTORCH00011 | M6 x 28mm - ECU - 1.0 mm - Pack 10 pcs. - Price 1 pc AT25 - AT36 | 21
RICTORCH00012 | M6 x 28mm - ECU - 1.2 mm - Pack 10 pcs. - Price 1 pc AT25 - AT36 | 21
RICTORCH00013 | M6 x 28mm - ECU - 1.4 mm - Pack 10 pcs. - Price 1 pc AT25 - AT36 | 21
RICTORCH00014 | M6 x 28mm - ECU - 1.6 mm - Pack 10 pcs. - Price 1 pc AT25 - AT36 | 21
RICTORCH00015 | M6 x 28mm - ECU - 0.8 mm - ALU WIRE - Pack 10 pcs. - Price 1 pc AT25 - AT36 | 21
RICTORCH00016 | M6 x 28mm - ECU - 0.9 mm - ALU WIRE - Pack 10 pcs. - Price 1 pc AT25 - AT36 | 21
RICTORCH00017 | M6 x 28mm - ECU - 1.0 mm - ALU WIRE - Pack 10 pcs. - Price 1 pc AT25 - AT36 | 21
RICTORCH00018 | M6 x 28mm - ECU - 1.2 mm - ALU WIRE - Pack 10 pcs. - Price 1 pc AT25 - AT36 | 21
RICTORCH00019 | M6 x 28mm - ECU - 1.4 mm - ALU WIRE - Pack 10 pcs. - Price 1 pc. AT25 - AT36 | 21
RICTORCH00020 | M6 x 28mm - ECU - 1.6 mm - ALU WIRE - Pack 10 pcs. - Price 1 pc AT25 - AT36 | 21
RICTORCH00021 | M6 x 28mm - CUCRZR - 0.8 mm - Pack 10 pcs. - Price 1 pc AT25 - AT36 | 29
RICTORCH00022 | M6 x 28mm - CUCRZR - 0.9 mm - Pack 10 pcs. - Price 1 pc AT25 - AT36 | 29
RICTORCH00023 | M6 x 28mm - CUCRZR - 1.0 mm - Pack 10 pcs. - Price 1 pc AT25 - AT36 | 29
RICTORCH00024 | M6 x 28mm - CUCRZR - 1.2 mm - Pack 10 pcs. - Price 1 pc AT25 - AT36 | 29
RICTORCH00025 | M6 x 28mm - CUCRZR - 1.6 mm - Pack 10 pcs. - Price 1 pc AT25 - AT36 | 29
RICTORCH00026 | M6 x 28mm - CUCRZR - 1.0 mm - ALU WIRE - Pack 10 pcs. - Price 1 pc AT25 - AT36 | 29
RICTORCH00027 | M6 x 28mm - CUCRZR - 1.2 mm - ALU WIRE - Pack 10 pcs. - Price 1 pc AT25 - AT36 | 29
RICTORCH00028 | M6 x 28mm - CUCRZR - 1.6 mm - ALU WIRE - Pack 10 pcs. - Price 1 pc AT25 - AT36 | 29
RICTORCH00029 | M8 x 30 mm - ECU - 0.8 mm - Pack 10 pcs. - Price 1 pc AT36 - AT501W | 32
RICTORCH00030 | M8 x 30 mm - ECU - 0.9 mm - Pack 10 pcs. - Price 1 pc AT36 - AT501W | 32
RICTORCH00031 | M8 x 30 mm - ECU - 1.0 mm - Pack 10 pcs. - Price 1 pc AT36 - AT501W | 32
RICTORCH00032 | M8 x 30 mm - ECU - 1.2 mm - Pack 10 pcs. - Price 1 pc AT36 - AT501W | 32
RICTORCH00033 | M8 x 30 mm - ECU - 1.4 mm - Pack 10 pcs. - Price 1 pc AT36 - AT501W | 32
RICTORCH00034 | M8 x 30 mm - ECU - 1.6 mm - Pack 10 pcs. - Price 1 pc AT36 - AT501W | 32
RICTORCH00035 | M8 x 30 mm - CUCRZR - 0.9 mm - Pack 10 pcs. - Price 1 pc AT36 - AT501W | 44
RICTORCH00036 | M8 x 30 mm - CUCRZR - 1.0 mm - Pack 10 pcs. - Price 1 pc AT36 - AT501W | 44
RICTORCH00037 | M8 x 30 mm - CUCRZR - 1.2 mm - Pack 10 pcs. - Price 1 pc AT36 - AT501W | 44
RICTORCH00038 | M8 x 30 mm - CUCRZR - 1.6 mm - Pack 10 pcs. - Price 1 pc AT36 - AT501W | 44
RICTORCH00039 | M8 x 30 mm - CUCRZR - 1.0 mm - ALU WIRE - Pack 10 pcs. - Price 1 pc AT36 - AT501W | 44
RICTORCH00040 | M8 x 30 mm - CUCRZR - 1.2 mm - ALU WIRE - Pack 10 pcs. - Price 1 pc AT36 - AT501W | 44
RICTORCH00041 | M8 x 30 mm - CUCRZR - 1.6 mm - ALU WIRE - Pack 10 pcs. - Price 1 pc AT36 - AT501W | 44
RICTORCH00042 | Tip adaptor - Pack 5 pcs. - Price 1 pc AT25 | 37
RICTORCH00043 | 28.5 mm - M6 - Tip adaptor - Pack 5 pcs. - Price 1 pcAT36 | 37
RICTORCH00044 | 31.5 mm - M6 - Tip adaptor - Pack 5 pcs. - Price 1 pcAT36 | 52
RICTORCH00045 | 28.5 mm - M8 - Tip adaptor - Pack 5 pcs. - Price 1 pcAT36 | 34
RICTORCH00046 | 25.0 mm - M8 - Tip adaptor - Pack 5 pcs. - Price 1 pcAT501W | 44
RICTORCH00047 | 25.0 mm - M8 - Tip adaptor - Pack 5 pcs. - Price 1 pcAT501W | 168
RICTORCH00048 | 25.0 mm - M8 - Tip adaptor Long - Pack 5 pcs. - Price 1 pcAT501W | 81
RICTORCH00049 | High performance diffuser black - Pack 5 pcs. - Price 1 pcAT36 | 26
RICTORCH00050 | High performance diffuser black - Pack 5 pcs. - Price 1 pcAT501W | 24
RICTORCH00051 | Neck insulator - Pack 5 pcs. - Price 1 pc AT25 | 81
RICTORCH00052 | Steel liner - 3 m - 1.0-1.2 mm | 86
RICTORCH00053 | Steel liner - 4 m - 1.0-1.2 mm | 106
RICTORCH00054 | Steel liner - 5 m - 1.0-1.2 mm | 135
RICTORCH00055 | Steel liner - 3 m - 1.6 mm | 109
RICTORCH00056 | Steel liner - 4 m - 1.6 mm | 132
RICTORCH00057 | Steel liner - 5 m - 1.6 mm | 189
RICTORCH00058 | Teflon liner - 3 m - 0.6-0.9 mm | 238
RICTORCH00059 | Teflon liner - 4 m - 0.6-0.9 mm | 298
RICTORCH00060 | Teflon liner - 5 m - 0.6-0.9 mm | 354
RICTORCH00061 | Teflon liner - 3 m - 1.0-1.2 mm | 212
RICTORCH00062 | Teflon liner - 4 m - 1.0-1.2 mm | 264
RICTORCH00063 | Teflon liner - 5 m - 1.0-1.2 mm | 313
RICTORCH00064 | Teflon liner - 3 m - 1.2-1.6 mm | 256
RICTORCH00065 | Teflon liner - 4 m - 1.2-1.6 mm | 318
RICTORCH00066 | Teflon liner - 5 m - 1.2-1.6 mm | 380
RICTORCH00067 | Polyamide liner - 3 m - 0.8-1.2 mm - wire - 4.0 mm | 272
RICTORCH00068 | Polyamide liner - 4 m - 0.8-1.2 mm - wire - 4.0 mm | 316
RICTORCH00069 | Polyamide liner - 5 m - 0.8-1.2 mm - wire - 4.0 mm | 360
RICTORCH00070 | Polyamide liner - 3 m - 1.2-1.6 mm - wire - 4.7 mm | 267
RICTORCH00071 | Polyamide liner - 4 m - 1.2-1.6 mm - wire - 4.7 mm | 305
RICTORCH00072 | Polyamide liner - 5 m - 1.2-1.6 mm - wire - 4.7 mm | 347
RICTORCH00073 | Polyamide liner - 3 m - 1.6-2.0 mm - wire - 4.7 mm | 272
RICTORCH00074 | Polyamide liner - 4 m - 1.6-2.0 mm - wire - 4.7 mm | 313
RICTORCH00075 | Polyamide liner - 5 m - 1.6-2.0 mm - wire - 4.7 mm | 357
RICTORCH00079 | Rear leather cover - 1 x 0.75 m | 799
RICTORCH00080 | Rear leather cover - 1 x 1.75 m | 1742
RICTORCH00081 | Rear leather cover - 1 x 2.75 m | 2685
RICTORCH00082 | Air flow meter AT25 | 1887
RICTORCH00083 | Air flow meter AT36 - AT501W | 1887
Svařovací kukly
AER FLOW SAFE V4 PRO FLIP UP
Objednací číslo | Popis | CZK bez DPH
WM0950DFV1PRO | Welding mask AER FLOW SAFE V4 PRO FLIP UP c/w PAPR respirator | 28422
AER FLOW SAFE V4 PRO FLIP UP - Příslušenství
Objednací číslo | Popis | CZK bez DPH
RWM0950PROB07 | V1 ABEK1 Gas filter | 3359
RWM0950PROB08 | V1 A2 Gas filter | 2713
RWM0950PROA18 | A1B1E1 Gas filter | 2584
RWM0950PROB09 | V1 Extended battery | 4910
WMBAG00000000 | Carry bag for welding mask | 1292
AER FLOW SAFE V4 PRO
Objednací číslo | Popis | CZK bez DPH
WM09500GV1PRO | Welding mask AER FLOW SAFE V4 PRO c/w PAPR respirator | 27130
AER FLOW SAFE V4 PRO - Příslušenství
Objednací číslo | Popis | CZK bez DPH
RWM0950PROB07 | V1 ABEK1 Gas filter | 3359
RWM0950PROB08 | V1 A2 Gas filter | 2713
RWM0950PROB09 | V1 Extended battery | 4910
WMBAG00000000 | Carry bag for welding mask | 1292
AER LASER SAFE V2 + V1 PAPR
Objednací číslo | Popis | CZK bez DPH
WM0100LFV2PRO | AER LASER SAFE V2 laser welding helmet c/w PAPR respirator | 33589
AER LASER SAFE V2 + V1 PAPR - Příslušenství
Objednací číslo | Popis | CZK bez DPH
RWM0950PROB07 | V1 ABEK1 Gas filter | 3359
RWM0950PROB08 | V1 A2 Gas filter | 2713
RWM0950PROA18 | A1B1E1 Gas filter | 2584
RWM0950PROB09 | V1 Extended battery | 4910
WMBAG00000000 | Carry bag for welding mask | 1292
AER LASER SAFE V2
Objednací číslo | Popis | CZK bez DPH
WM0100LWV2PRO | AER LASER SAFE V2 laser welding helmet | 13436
AER LASER SAFE V2 - Příslušenství
Objednací číslo | Popis | CZK bez DPH
RWM0100PROA02 | Outside cover lens Laser Safe V2Kit 5 pcs. | 130
RWM0100PROA04 | Internal cover lens Laser Safe V2Kit 5 pcs. | 130
Odsávané stoly
ABS-C
Objednací číslo | Popis | CZK bez DPH
ABSC15B10TGA0 | Complete system with: 3D welding table, downdraft system with Filter and extractor assembly -1500x1000 mm - 4500 m3/h max - “M” >99% (BIA) - 2,4kW - 400V/3/50Hz | 307467
ABSC20B10TGA0 | Complete system with: 3D welding table, downdraft system with Filter and extractor assembly - 2000x1000 mm - 6000 m3/h max - “M” >99% (BIA) - 4,8kW - 400V/3/50Hz | 436267
ABSC24B12TGA0 | Complete system with: 3D welding table, downdraft system with Filter and extractor assembly - 2400x1200 mm - 8600 m3/h max - “M” >99% (BIA) - 4,8kW - 400V/3/50Hz | 491688
ABSC30B15TGA0 | Complete system with: 3D welding table, downdraft system with Filter and extractor assembly - 3000x1500 mm - 11.800 m3/h max - “M” >99% (BIA) - 4,8kW - 400V/3/50Hz | 631986
ABSC150100GA0 | Downdraft box for 3D worktop - 1500x1000 mm - 4500 m3/h max | 91724
ABSC200100GA0 | Downdraft box for 3D worktop - 2000x1000 mm - 6000 m3/h max | 116915
ABSC240120GA0 | Downdraft box for 3D worktop - 2400x1200 mm - 8600 m3/h max | 124796
ABSC300150GA0 | Downdraft box for 3D worktop - 3000x1500 mm - 11.800 m3/h max | 160193
KITAFABSC1500 | Filter and extractor assembly - 1500x1000 mm - “M” >99% (BIA) - 2,4kW - 400V/3/50Hz | 86556
KITAFABSC2000 | Filter and extractor assembly - 2000x1000 mm - “M” >99% (BIA) - 4,8kW - 400V/3/50Hz | 160710
KITAFABSC2400 | Filter and extractor assembly - 2400x1200 mm - “M” >99% (BIA) - 4,8kW - 400V/3/50Hz | 163035
KITAFABSC3000 | Filter and extractor assembly - 3000x1500 mm - “M” >99% (BIA) - 4,8kW - 400V/3/50Hz | 175695
abs-c - Tool set FOR WELDING 3D TABLE
Objednací číslo | Popis | CZK bez DPH
HIS28STARTERSET | Starting set - 36 pcs. | 63561
HIS28SILBERSET | Silver set - 66 pcs. | 152700
HIS28GOLDSET | Gold set - 103 pcs. | 262509
abs-c - Příslušenství
Objednací číslo | Popis | CZK bez DPH
RF0ABS0000023 | Kit active carbons filters - 8 kg 1500x1000 | 23771
RF0ABS0000024 | Kit active carbons filters - 16 kg 2000x1000 - 2400x1200 - 3000x1500 | 45991
ACC0ABSKOUT02 | Adapter for connection to central plants - Ø 300 mm | 25321
ACCABSC0SS000 | Kit automatic Start/Stop | 7493
ACCABSC0T4000 | Implementaion “Ready 4.0”: HMI 10” control panel, PLC, ESD license to use, communication protocol to ABS-C: Modbus RTU, communication protocol (external): Ethernet TCP/IP | 77513
ACC0ABS000000 | Set of 4 wheels with blocking device1500x1000 | 6382
ACC0ABS000001 | Set of 6 wheels with blocking device2000x1000 - 2400x1200 - 3000x1500 | 8940
HIS-Premium-1L | Anti-spatter emulsion - 1 lWelding table | 776
HIS-Cleaner-1L | Degreaser and cleaner - 1 lWelding table | 776
HIS28RB | Cleaning brushWelding table | 517
HIS28MK | Ground connectionWelding table | 2584
ABS C - SPARE PARTS
Objednací číslo | Popis | CZK bez DPH
RF0ABS0000004 | Kit filters1500x1000 | 14986
RF0ABS0000008 | Kit filters2000x1000 mm | 25580
RF0ABS0000010 | Kit filters2400x1200 mm | 25580
RF0ABS0000012 | Kit filters3000x1500 mm | 29714
COM00194 | Foot | 1938
MONO BENCH
Objednací číslo | Popis | CZK bez DPH
MON10W000PAA0 ACCMONB001200FILTER UNIT+WELDING TABLE | Welding table combined with filter unit - W3 Certified - 1.1 kW - 230V/1/50Hz - 1400m3/h - 1200x800mm | na dotaz
MON10W000PAA0ACCMONBD01200FILTER UNIT+WELDING TABLE | Welding table with UV light shield combined with filter unit - W3 Certified - 1.1 kW - 230V/1/50Hz - 1400m3/h - 1200x800mm | na dotaz
MON10W000PAA0ACCMONB000800FILTER UNIT+WELDING TABLE | Welding table combined with filter unit - W3 Certified - 1.1 kW - 230V/1/50Hz - 1400m3/h - 800x800mm | na dotaz
MON10W000PAA0ACCMONBD00800FILTER UNIT+WELDING TABLE | Welding table with UV light shield combined with filter unit - W3 Certified - 1.1 kW - 230V/1/50Hz - 1400m3/h - 800x800mm | na dotaz
MONO BENCH - OPTIONAL FILTER
Objednací číslo | Popis | CZK bez DPH
RF0MONO100002 | Kit filters: cartridge filter, flat filter - M >99% - 8 m2 | 9302
MONO BENCH - Náhradní filtry
Objednací číslo | Popis | CZK bez DPH
RF0MONO100001 | Kit filters: cartridge filter, flat filter - M >99% - 6,3 m2 | 8139
BAZ
Objednací číslo | Popis | CZK bez DPH
BAZ00100000000 | BAZ 10 downdraft bench with incorporated extractor fan and filtration incl. silenced output channel L.1 m - L.1210 mm - 0,75kW 400V/3/50-60Hz - F7 >85% | 126733
BAZ00150000000 | BAZ 15 downdraft bench with incorporated extractor fan and filtration incl. silenced output channel L.1 m - L.1710 mm - 1,1kW 400V/3/50-60Hz - F7 >85% | 148049
BAZ00200000000 | BAZ 20 downdraft bench with incorporated extractor fan and filtration incl. silenced output channel L.1 m - L.2210 mm - 1,5kW 400V/3/50-60Hz - F7 >85% | 165231
BAZ00300000000 | BAZ 30 downdraft bench with incorporated extractor fan and filtration incl. silenced output channel L.1 m - L.3100 mm - 2,2kW 400V/3/50-60Hz - F7 >85% | 206055
BAZ - Příslušenství
Objednací číslo | Popis | CZK bez DPH
RF0BAZ0000000 | Set wheelsBAZ 10 - BAZ 15 - BAZ 20 | 5685
RF0BAZ0000001 | Set wheels BAZ 30 | 8656
RF0BAZ0000002 | H13 absolute filter in the discharge - Extraction capacity reduced (15%) BAZ 10 - BAZ 15 - BAZ 20 | 42762
RF0BAZ0000003 | H13 absolute filter in the discharge - Extraction capacity reduced (15%) BAZ 30 | 70408
BAZ - SPARE PARTS
Objednací číslo | Popis | CZK bez DPH
RF0BAZ1000000 | Kit filters: spark arrestor, pocket filter BAZ 10 | 9431
RF0BAZ1500000 | Kit filters: spark arrestor, pocket filter BAZ 15 | 13178
RF0BAZ2000000 | Kit filters: spark arrestor, pocket filter BAZ 20 | 18087
RF0BAZ3000000 | Kit filters: spark arrestor, pocket filter BAZ 30 | 25838
COM00195 | Adjustable foot - D. 80 - M10 BAZ 10 - BAZ 15 - BAZ 20 - BAZ 30 | 388
SMT
Objednací číslo | Popis | CZK bez DPH
SMT1000000GA0 | Bench SMT 1000 for welding and grinding - L.1000 mm | 82680
SMT1500000GA0 | Bench SMT 1500 for welding and grinding - L.1500 mm | 99475
SMT2000000GA0 | Bench SMT 2000 for welding and grinding - L.2000 mm | 130867
SMT-F
Objednací číslo | Popis | CZK bez DPH
SMT10F0000GA0 | Bench SMT-F 1000 for welding and grinding with filtration - L.1000 mm - E12 >99,5% | 112394
SMT15F0000GA0 | Bench SMT-F 1500 for welding and grinding with filtration - L.1500 mm - E12 >99,5% | 128542
SMT20F0000GA0 | Bench SMT-F 2000 for welding and grinding with filtration - L.2000 mm - E12 >99,5% | 159935
SMT-FV
Objednací číslo | Popis | CZK bez DPH
SMT10V2010GA0 | Bench SMT-FV 1000 for welding and grinding with fan and filtration - L.1000 mm - 1,1kW - 400V/3/50-60Hz - E12 >99,5% | 226079
SMT15V2010GA0 | Bench SMT-FV 1500 for welding and grinding with fan and filtration - L.1500 mm - 1,5kW - 400V/3/50-60Hz - E12 >99,5% | 242873
SMT20V2010GA0 | Bench SMT-FV 2000 for welding and grinding with fan and filtration - L.2000 mm - 2,2kW - 400V/3/50-60Hz - E12 >99,5% | 275428
SMT - SMT-F - SMT-FV - Příslušenství
Objednací číslo | Popis | CZK bez DPH
SMTLED0001000 | LED Bench Light - 230 Vac Size1000 | 6460
SMTLED0001500 | LED Bench Light - 230 Vac Size 1500 | 12919
SMTLED0002000 | LED Bench Light - 230 Vac Size 2000 | 19379
SMTPWR0001000 | Interlocked CEE socket - 400V/3/50-60 Hz - 32A SMT-FV | na dotaz
SMT - SMT-F - SMT-FV - SPARE PARTS
Objednací číslo | Popis | CZK bez DPH
RF0SMT1000000 | Kit filters: spark arrestor, pocket filter SMT-F 1000 - SMT-FV 1000 | 11111
RF0SMT1500000 | Kit filters: spark arrestor, pocket filter SMT-F 1500 - SMT-FV 1500 | 16795
RF0SMT2000000 | Kit filters: spark arrestor, pocket filter SMT-F 2000 - SMT-FV 2000 | 22350
SMTH130000000 | H13 absolute filter on the discharge channel SMT-FV 1000 - SMT-FV 1500 - SMT-FV 2000 | 17312
Kloubová odsávací ramena
ARMOTECH
Objednací číslo | Popis | CZK bez DPH
ARMOTECH10I121 | Articulated arm pre-assembled - Ø 100 mm - L. 1200 mm | 20313
ARMOTECH10I201 | Articulated arm pre-assembled - Ø 100 mm - L. 2000 mm | 22260
ARMOTECH10I301 | Articulated arm pre-assembled - Ø 100 mm - L. 3000 mm | 23095
ARMOTECH12I201 | Articulated arm pre-assembled - Ø 125 mm - L. 2000 mm | 23652
ARMOTECH12I301 | Articulated arm pre-assembled - Ø 125 mm - L. 3000 mm | 25182
ARMOTECH12I401 | Articulated arm pre-assembled - Ø 125 mm - L. 4000 mm
ARMOTECH16I201 | Articulated arm pre-assembled - Ø 160 mm - L. 2000 mm | 21843
ARMOTECH16I301 | Articulated arm pre-assembled - Ø 160 mm - L. 3000 mm | 23373
ARMOTECH16I401 | Articulated arm pre-assembled - Ø 160 mm - L. 4000 mm | 25043
ARMOFLEX
Objednací číslo | Popis | CZK bez DPH
ARMOFLEX16I201 | Articulated arm pre-assembled - Ø 160 mm - L. 2000 mm | 16139
ARMOFLEX16I301 | Articulated arm pre-assembled - Ø 160 mm - L. 3000 mm | 18365
ARMOFLEX16I401 | Articulated arm pre-assembled - Ø 160 mm - L. 4000 mm | 20591
ARMOFLEX200202 | Articulated arm with wall bracket - Ø 200 mm - L. 2000 mm | 36451
ARMOFLEX200302 | Articulated arm with wall bracket - Ø 200 mm - L. 3000 mm | 38816
ARMOFLEX200402 | Articulated arm with wall bracket - Ø 200 mm - L. 4000 mm | 41877
ARMOTECH / armoflex - Příslušenství
Objednací číslo | Popis | CZK bez DPH
CWB02018000000 | Wall bracket for connection to flex hose - Ø 125-160 mm | 2843
CWB020180EV000 | Wall bracket for extractor fans - Ø 125-160 mm | 3359
CWB02018000100 | Wall bracket for connection to flex hose - Ø 100 mm ARMOTECH | 5039
DBMENS2BRACCI160 | Wall-bracket for twin-arm - Ø 125-160 mm | 19766
ACCIBS00000RF3 | Adapter for connection of hose on bracket - Ø 125/125 mm | 2610
ACCIBS00000RF1 | Adapter for connection of hose on bracket - Ø 160/160 mm | 1241
ACCIBS00000RF2 | Adapter for connection of hose on bracket - Ø 200/200 mm | 1551
T1900000000125 | Flexible hose with PVC double-coating - T19 - Ø 125 mm - price per meter | 621
T1900000000160 | Flexible hose with PVC double-coating - T19 - Ø 160 mm - price per meter | 621
T1900000000200 | Flexible hose with PVC double-coating - T19 - Ø 200 mm - price per meter | 750
STR40000060135 | Hose clamp - Ø 60-135 mm - Inox AISI 430 | 65
ACCIBSCOLONNA0 | Column for articulated arms - Base painted - Ø 125-160-200 mm - H 3000 mm - B 700x700 mm | 37594
ACCIBSCOLONNA4 | Column for PAB + arms - Base painted - H 4000 mm - B 700x700 mm | 48704
PAB16000001000 | Extension for articulated arm - PAB1 - Ø 160 mm - L. 1000 mm | 23771
PAB16000002000 | Extension for articulated arm - PAB1 - Ø 160 mm - L. 2000 mm | 27517
PAB16000003000 | Extension for articulated arm - PAB1 - Ø 160 mm - L. 3000 mm | 30101
PAB16000004000 | Extension for articulated arm - PAB1 - Ø 160 mm - L. 4000 mm | 32556
PAB16000005000 | Extension for articulated arm - PAB1 - Ø 160 mm - L. 5000 mm | 37336
EV015020110M04 | Extractor fan with adapter for flex hose - EV15 - 1,1kW - 230V/1/50Hz - Ø 178 mm | 13048
EV015020110M05 | Extractor fan with adapter for flex hose - EV15 - 1,1kW - 230V/1/50Hz - Ø 180R mm | 19766
EV015020110T04 | Extractor fan with adapter for flex hose - EV15 - 1,1kW - 400V/3/50-60Hz - Ø 178 mm | 12919
EV015020110T05 | Extractor fan with adapter for flex hose - EV15 - 1,1kW - 400V/3/50-60Hz - Ø 180R mm | 19249
EV018020150M04 | Extractor fan with adapter for flex hose - EV18 - 1,5kW - 230V/1/50Hz - Ø 178 mm | 14857
EV018020150M05 | Extractor fan with adapter for flex hose - EV18 - 1,5kW - 230V/1/50Hz - Ø 180R mm | 21704
EV018020150T04 | Extractor fan with adapter for flex hose - EV18 - 1,5kW - 400V/3/50-60Hz - Ø 178 mm | 14986
EV018020150T05 | Extractor fan with adapter for flex hose - EV18 - 1,5kW - 400V/3/50-60Hz - Ø 180R mm | 21316
EV030020220M07 | Extractor fan with adapter for flex hose - EV30 - 2,2kW - 230V/1/50Hz - Ø 198 mm | 30618
EV030020220M02 | Centrifugal fan with outlet cone for flexible hose - Including wall bracket - EV30 - 2,2kW - 230V/1/50Hz - Ø 198 mm | 32556
EV030020220T07 | Centrifugal fan with adapter for flex hose - EV30 - 2,2kW - 400V/3/50-60Hz - Ø 198 mm | 30876
EV030020220T02 | Centrifugal fan with outlet cone for flexible hose - Including wall bracket - EV30 - 2,2kW - 400V/3/50-60Hz - Ø 198 mm | 32814
ARMOLIGHT16025 | Lighting kit for round capture hood on arm - Ø 160 mm | 8527
ARMOSPARK0160 | Spark arrestor filter to fit in the round hood - Ø 160 mm | 3359
QEINT32A4P000 | Switch disconnector lockable - 4 Poles - 32A - IP 66 - 125x150hx93 mm | 3359
QE2301F022KW0 | Single-phase switchboard lockable: thermal magnetic protection, self-setting based on connected motors, remote start/stop in centralized system, voltage / current / cosΦ / alarm display, multilingual display - 230V 50/60Hz - 0,37-2,2kW - 16A - IP55 - 240x340hx170 mm - 2,8 kg | 11498
QE4003F075KW0 | Three-phase switchboard lockable: thermal magnetic protection, self-setting based on connected motors, remote start/stop in centralized system, voltage / current / cosΦ / alarms display, multilingual display, phase sequence alarm for motor rotation - 4 Poles - 400V 50/60Hz - 0,55-7,5kW - 15A - | 14599
IP55 - 240x340hx170 mm - 5,5 kg
DBTUBAL125550 | Aluminium tube - Ø 125 mm - L. 550 mm ARMOTECH 125/2 | 879
DBTUBAL125954 | Aluminium tube - Ø 125 mm - L. 950 mm ARMOTECH 125/3 | 1060
DBTUBAL1251504 | Aluminium tube - Ø 125 mm - L. 1500 mm ARMOTECH 125/4 | 1267
DBTUBAL160550 | Aluminium tube - Ø 160 mm - L. 550 mm ARMOTECH 160/2 | 1060
DBTUBAL160954 | Aluminium tube - Ø 160 mm - L. 950 mm ARMOTECH 160/3 | 1318
DBTUBAL1601504 | Aluminium tube - Ø 160 mm - L. 1500 mm ARMOTECH 160/4 | 1706
DBCAP16000400 | Rectangular extraction hood for welding fumes - 215x400 mm - Aluminium | 9948
DBCAP16000600 | Rectangular extraction hood for welding fumes - 215x600 mm - Aluminium | 10981
DBCAP16000800 | Rectangular extraction hood for welding fumes - 215x800 mm - Aluminium | 12273
DBCAP1600R060 | Extraction hood for bins - Ø int. 600 mm | 10981
DBCAP1600R080 | Extraction hood for bins - Ø int. 800 mm | 12273
DBCAP1600R100 | Extraction hood for bins - Ø int. 1000 mm | 13565
DBCAP1600R120 | Extraction hood for bins - Ø int. 1200 mm | 16020
DBT19125045 | T19 flexible hose with PVC double-coating - Ø 125 mm - L. 450 mm ARMOTECH | 440
DBT19125090 | T19 flexible hose with PVC double-coating - Ø 125 mm - L. 900 mm ARMOTECH | 621
DBT19160045 | T19 flexible hose with PVC double-coating - Ø 160 mm - L. 450 mm ARMOTECH | 440
DBT19160090 | T19 flexible hose with PVC double-coating - Ø 160 mm - L. 900 mm ARMOTECH | 621
ARMOTECH / armoflex - Příslušenství AND SPARE PARTS
Objednací číslo | Popis | CZK bez DPH
DBT19160200 | T19 flexible hose with PVC double-coating - Ø 160 mm - L. 2330 mm ARMOFLEX | 1447
DBT19160300 | T19 flexible hose with PVC double-coating - Ø 160 mm - L. 3330 mm ARMOFLEX | 2455
DBT19160400 | T19 flexible hose with PVC double-coating - Ø 160 mm - L. 4330 mm ARMOFLEX | 2713
DBT19200200 | T19 flexible hose with PVC double-coating - Ø 200 mm - L. 2500 mm ARMOFLEX | 2713
DBT19200300 | T19 flexible hose with PVC double-coating - Ø 200 mm - L. 3500 mm ARMOFLEX | 3747
DBT19200400 | T19 flexible hose with PVC double-coating - Ø 200 mm - L. 4500 mm ARMOFLEX | 4522
COM00179 | Sleeve cover in rubber - Ø 150 mm - L. 80 mm - Thickness 2 mm | 233
SELIBS01000110 | Trunk-conical capture hood - Ø 100 mm | 4393
SELIBS01250130 | Trunk-conical capture hood - Ø 125 mm | 4264
SELIBS01600113 | Round capture hood incl. manual shutter - Ø 160 mm | 4393
SELIBS01600110 | Trunk-conical capture hood - Ø 160 mm | 4393
DBCAPPA2001 | Trunk-conical capture hood - Ø 200 mm | 5685
ARMOLIGHT PLUS
Objednací číslo | Popis | CZK bez DPH
ARMOLIGHT16024 | Lighting kit for round capture hood on arm - Ø 160 mm MONO - EVO | 6977
ARMOLIGHT16030 | Lighting kit for round capture hood on arm - Ø 160 mm UNI 2 - ICAP 4.2 | 6977
ARMOLIGHT16025 | Lighting kit for round capture hood on arm - Ø 160 mm ICAP 2 - ARMOFLEX/ARMOTECH wall-mounted | 8527
KIT ARM & FAN
Objednací číslo | Popis | CZK bez DPH
+KIT0F164EV15M | Kit wall mounted arm ARMOFLEX 160/4 c/w wall bracket and EV 15 fan - Ø 160 mm - L. 4 m - 1,1kW - 230V - Out Ø 180 mm | 34106
+KIT0F164EV15T | Kit wall mounted arm ARMOFLEX 160/4 c/w wall bracket and EV 15 fan - Ø 160 mm - L. 4 m - 1,1kW - 400V - Out Ø 180 mm | 33589
+KIT0T164EV15M | Kit wall mounted arm ARMOTECH 160/4 c/w wall bracket and EV 15 fan - Ø 160 mm - L. 4 m - 1,1kW - 230V - Out Ø180 mm | 39403
+KIT0T164EV15T | Kit wall mounted arm ARMOTECH 160/4 c/w wall bracket and EV 15 fan - Ø 160 mm - L. 4 m - 1,1kW - 400V - Out Ø 180 mm | 39015
KIT ARM & FAN - Příslušenství
Objednací číslo | Popis | CZK bez DPH
ARMOLIGHT16025 | Lighting kit for round capture hood on arm - Ø 160 mm | 8527
ARMOSPARK0160 | Spark arrestor filter to fit in the round hood - Ø 160 mm | 3359
QEINT32A4P000 | Switch disconnector lockable - 4 Poles - 32A - IP 66 125x150hx93 mm | 3359
QE2301F022KW0 | Single-phase switchboard lockable: thermal magnetic protection, self-setting based on connected motors, remote start/stop in centralized system, voltage / current / cosΦ / alarm display, multilingual display - 230V 50/60Hz - 0,37-2,2kW - 16A - IP55 - 240x340hx170 mm - 2,8 kg | 11498
QE4003F075KW0 | Three-phase switchboard lockable: thermal magnetic protection, self-setting based on connected motors, remote start/stop in centralized system, voltage / current / cosΦ / alarms display, multilingual display, phase sequence alarm for motor rotation - 4 Poles - 400V - 50/60Hz - 0,55-7,5kW - 15A - IP55 - 240x340hx170 mm - 5,5 kg | 14599
EXTRACTION UNITS AND FANS
EV
Objednací číslo | Popis | CZK bez DPH
EV015020110M00 | Centrifugal fan without outlet cone - 1,1kW - 230V/1/50Hz | 12273
EV015020110M02 | Centrifugal fan with outlet cone for flexible hose - 1,1kW - 230V/1/50Hz - Ø 158 mm | 12919
EV015020110M03 | Centrifugal fan with outlet cone with antivibration damper - 1,1kW - 230V/1/50Hz - Ø 160 mm | 18345
EV015020110M04 | Centrifugal fan with outlet cone for flexible hose - 1,1kW - 230V/1/50Hz - Ø 178 mm | 13048
EV015020110M05 | Centrifugal fan with outlet cone with antivibration damper - 1,1kW - 230V/1/50Hz - Ø 180 mm | 19766
EV015020110T00 | Centrifugal fan without outlet cone - 1,1kW - 400V/3/50-60Hz | 12144
EV015020110T02 | Centrifugal fan with outlet cone for flexible hose - 1,1kW - 400V/3/50-60Hz - Ø 158 mm | 12661
EV015020110T03 | Centrifugal fan with outlet cone with antivibration damper - 1,1kW - 400V/3/50-60Hz -Ø 160 mm | 18087
EV015020110T04 | Centrifugal fan with outlet cone for flexible hose - 1,1kW - 400V/3/50-60Hz - Ø 178 mm | 12919
EV015020110T05 | Centrifugal fan with outlet cone with antivibration damper - 1,1kW - 400V/3/50-60Hz - Ø 180 mm | 19249
EV018020150M00 | Centrifugal fan without outlet cone - 1,5kW - 230V/1/50Hz | 14340
EV018020150M02 | Centrifugal fan with outlet cone for flexible hose - 1,5kW - 230V/1/50Hz - Ø 158 mm | 14857
EV018020150M03 | Centrifugal fan with outlet cone with antivibration damper - 1,5kW - 230V/1/50Hz - Ø 160 mm | 20541
EV018020150M04 | Centrifugal fan with outlet cone for flexible hose - 1,5kW - 230V/1/50Hz - Ø 178 mm | 14857
EV018020150M05 | Centrifugal fan with outlet cone with antivibration damper - 1,5kW - 230V/1/50Hz - Ø 180 mm | 21704
EV018020150T00 | Centrifugal fan without outlet cone - 1,5kW - 400V/3/50-60Hz | 14211
EV018020150T02 | Centrifugal fan with outlet cone for flexible hose - 1,5kW - 400V/3/50-60Hz - Ø 158 mm | 14728
EV018020150T03 | Centrifugal fan with outlet cone with antivibration damper - 1,5kW - 400V/3/50-60Hz - Ø 160 mm | 20025
EV018020150T04 | Centrifugal fan with outlet cone for flexible hose - 1,5kW - 400V/3/50-60Hz - Ø 178 mm | 14986
EV018020150T05 | Centrifugal fan with outlet cone with antivibration damper - 1,5kW - 400V/3/50-60Hz - Ø 180 mm | 21316
EV030020220M00 | Centrifugal fan without outlet cone - 2,2kW - 230V/1/50Hz | 28422
EV030020220M02 | Centrifugal fan with outlet cone for flexible hose - 2,2kW - 230V/1/50Hz - Ø 158 mm | 32556
EV030020220T00 | Centrifugal fan without outlet cone - 2,2kW - 400V/3/50-60Hz | 25321
EV030020220T02 | Centrifugal fan with outlet cone for flexible hose - 2,2kW - 400V/3/50-60Hz - Ø 198 mm | 32814
EV - Příslušenství
Objednací číslo | Popis | CZK bez DPH
ACC0EV00000010 | Squared-round adapter - Flange 190x190 mm - Ø 160R mm EV15 - EV18 | 13824
ACC0EV00000011 | Anti-vibration damper - Ø 160R mm - 100 mm h | 1447
ACC0EV00000015 | Squared-round adapter for flexible hose - Flange 190x190 mm - Ø 158 mm EV15 - EV18 | 1447
ACC0EV00000020 | Squared-round adapter - Flange 190x190 mm - Ø 180R mm EV15 - EV18 | 3618
ACC0EV00000021 | Anti-vibration damper - Ø 180R mm - 100 mm h | 2274
ACC0EV00000025 | Squared-round adapter for flexible hose - Flange 190x190 mm - Ø 178 mm EV15 - EV18 | 1447
ACC0EV00000100 | Wall bracket for fan EV15 - EV18 - EV30 | 1344
BLUEV015100000 | Soundproof box - 700x700x700 mm - In/Out Ø 160 mm EV15 | 38628
BLUEV018100000 | Soundproof box - 700x700x700 mm - In/Out Ø 160 mm EV18 | 46637
3121001 | Silencer with ext. insulation - Ø 160 mm - L. 900 mm - Thickness 50 mm - 9 kg | 2843
3121002 | Silencer with ext. insulation - Ø 200 mm - L. 900 mm - Thickness 50 mm - 10,5 kg | 3618
3121004 | Silencer with ext. insulation - Ø 315 mm - L. 900 mm - Thickness 50 mm - 15 kg | 4264
3121005 | Silencer with ext. insulation - Ø 355 mm - L. 900 mm - Thickness 50 mm - 18 kg | 4651
3121006 | Silencer with ext. insulation - Ø 400 mm - L. 900 mm - Thickness 50 mm - 21 kg | 4780
QEINT32A4P000 | Switch disconnector lockable - 4 Poles - 32A - IP 66 - 125x150hx93 mm | 3359
QE2301F022KW0 | Single-phase switchboard lockable: thermal magnetic protection, self-setting based on connected motors, remote start/stop in centralized system, voltage / current / cosΦ / alarm display, multilingual display - 230V - 50/60Hz - 0,37-2,2kW - 16A - IP55 - 240x340hx170 mm - 2,8 kg | 11498
QE4003F075KW0 | Three-phase switchboard lockable: thermal magnetic protection, self-setting based on connected motors, remote start/stop in centralized system, voltage / current / cosΦ / alarms display, multilingual display, phase sequence alarm for motor rotation - 4 Poles - 400V - 50/60Hz - 0,55-7,5kW - 15A - IP55 - 240x340hx170 mm - 5,5 kg | 14599
EASY
Objednací číslo | Popis | CZK bez DPH
EASY2301F00000 | Mobile extraction system suited for flexible hose - 1,1kW - 230V/1/50Hz - Ø 160 mm | 21575
EASY4003F00000 | Mobile extraction system suited for flexible hose - 1,1kW - 400V/3/50-60Hz - Ø 160 mm | 24546
EASY - Náhradní díly a příslušenství
Objednací číslo | Popis | CZK bez DPH
T1901600010000 | Flexible hose - T19 - Ø 160 mm - L. 10 m | 6201
DBRUOTARGVM11 | M10 castor with brake | 724
FACILE
Objednací číslo | Popis | CZK bez DPH
ELEFACILE10 | Trolley extraction system complete with extraction flexible hose and discharge flexible hose - T19 - Ø 160 mm - L. 10 m + 10 m | 75317
ELEFACILE20 | Trolley extraction system complete with extraction flexible hose and discharge flexible hose - T19 - Ø 200 mm - L. 10 m + 10 m | 79063
FACILE - Náhradní díly a příslušenství
Objednací číslo | Popis | CZK bez DPH
T1901600010000 | Flexible hose - T19 - Ø 160 mm - L. 10 mm | 6201
T1902000010000 | Flexible hose - T19 - Ø 200 mm - L. 10 m | 9173
DBPZ3F10ININ0 | Extension cable - L. 10 m - 4x2,5 - 400V | 4393
DBPZ3F20ININ0 | Extension cable - L. 20 m - 4x4 - 400V | 3359
QEINT400630 | Electric panel - 4,5-6,3 A FACILE 1 | 3230
QEINT06010 | Electric panel - 7-10 A FACILE 2 | 3359
ACCFACILE00020 | Replacement kit - Set of castors for FACILE | 827
AERDBL
Objednací číslo | Popis | CZK bez DPH
AERDBL20P | Axial air fan in plastics - Ø 200 mm - 1500 m3/h - 250W - 245 Pa | 17312
AERDBL30P | Axial air fan in plastics - Ø 300 mm - 3900 m3/h - 750W - 388 Pa | 22737
AERDBL40P | Axial air fan in plastics - Ø 400 mm - 7800 m3/h - 750W - 496 Pa | 29584
AERDBL - Příslušenství
Objednací číslo | Popis | CZK bez DPH
ACCDBL20T | Flexible hose - Ø 210 mm - L. 7,6 m AERDBL20P | 6718
ACCDBL30T | Flexible hose - Ø 310 mm - L. 7,6 m AERDBL30P | 8268
ACCDBL40T | Flexible hose - Ø 410 mm - L. 7,6 m AERDBL40P | 13953
ACCDBL20F | Filter sock - Eff. E10 - Ø 250 mm L. 3,5 m AERDBL20P | 5168
ACCDBL30F | Filter sock - Eff. E10 - Ø 340 mm L. 3,5 m AERDBL30P | 7752
ACCDBL40F | Filter sock - Eff. E10 Ø 450 mm L. 3,5 m AERDBL40P | 6589
Mastné dýmy a olejové mlhy
FOX
Objednací číslo | Popis | CZK bez DPH
FOX00H1000NN0 | Mobile filter unit - 1,5kW 400V/3/50-60Hz | 157092
FOX - Příslušenství
Objednací číslo | Popis | CZK bez DPH
ARMOTECH16I300 | Articulated arm pre-assembled - Ø 160 mm - L. 3000 mm | 21426
ARMOTECH16I400 | Articulated arm pre-assembled - Ø 160 mm - L. 4000 mm | 24765
ACC0DEPCAR0021 | Flexible hose incl. support - T20 - Ø 160 mm - L. 5 m | 6977
ARE03G1501000 | Cable reel - 230V - L. 10 m - Schuko | 5814
ARE03G1501500 | Cable reel - 230V - L. 15 m - Schuko | 6331
ARE03G1502500 | Cable reel - 230V - L. 25 m - Schuko | 11627
FOX - Náhradní filtry
Objednací číslo | Popis | CZK bez DPH
RF0FOX0000000 | Kit filters: drop filter, metal filter, decanting filter - E12 >99,5% | 31781
RF0FOX0000001 | Kit filters: drop filter, metal filter | 9431
RF0FOX0000002 | Kit filters: decanting filter - E12 >99,5% | 23383
zástěny
TS - welding curtains
Objednací číslo | Popis | CZK bez DPH
TS161516 | Welding curtain - H 1600 mm - 1,42 kg - Thickness 0,40 mm - L. 1400 mm | 1551
TS161518 | Welding curtain - H 1800 mm - 1,58 kg - Thickness 0,40 mm - L. 1400 mm | 1473
TS161520 | Welding curtain - H 2000 mm - 1,62 kg - Thickness 0,40 mm - L. 1400 mm | 1602
TS161916 | Welding curtain - H 1600 mm - 1,42 kg - Thickness 0,45 mm - L. 1400 mm | 1473
TS161918 | Welding curtain - H 1800 mm - 1,58 kg - Thickness 0,45 mm - L. 1400 mm | 1473
TS161920 | Welding curtain - H 2000 mm - 1,62 kg - Thickness 0,45 mm - L. 1400 mm | 1602
TS2215160004 | Welding curtain - 4 strips - 570x1600 mm - Thickness 1 mm - Package price | 7235
TS2215180004 | Welding curtain - 4 strips - 570x1800 mm - Thickness 1 mm - Package price | 5685
TS1225160805 | Welding curtain - 5 strips - 500x1600 mm - Thickness 0,4 mm - Package price | 4910
TS1225180805 | Welding curtain - 5 strips - 500x1800 mm - Thickness 0,4 mm - Package price | 2843
TS2219160004 | Welding curtain - 4 strips - 570x1600 mm - Thickness 1 mm - Package price | 5168
TS2219180004 | Welding curtain - 4 strips - 570x1800 mm - Thickness 1 mm - Package price | 5685
TS1229160805 | Welding curtain - 5 strips - 500x1600 mm - Thickness 0,4 mm - Package price | 2533
TS1229180805 | Welding curtain - 5 strips - 500x1800 mm - Thickness 0,4 mm - Package price | 2843
TS - welding shields
Objednací číslo | Popis | CZK bez DPH
TS363925 | Welding shield - 2000x2000 h mm - Thickness 0,40 mm | 5168
TS13150420 | Replacement sheet for Welding shield - 1700x2000 h mm - Thickness 0,40 mm | 2197
TS363929 | Welding shield - 2000x2000 h mm - Thickness 0,40 mm | 4910
TS13190420 | Replacement sheet for Welding shield - 1700x2000 mm - Thickness 0,40 mm | 2197
TS363415 | Welding shield on wheels - 2150x2000 h mm - Thickness 0,40 mm | 12015
TS363615 | Welding shield on wheels - (2150+800+800) x 2000 h mm - Thickness 0,40 mm | 16924
TS363635 | Welding shield on wheels - (2150+1100+1100) x 2000 h mm - Thickness 0,40 mm | 21058
TS363419 | Welding shield on wheels - 2150x2000 h mm - Thickness 0,40 mm | 12015
TS363619 | Welding shield on wheels - (2150+800+800) x 2000 h mm - Thickness 0,40 mm | 16924
TS363639 | Welding shield on wheels - (2150+1100+1100) x 2000 h mm - Thickness 0,40 mm | 19249
TS - anti-spatter blankets
Objednací číslo | Popis | CZK bez DPH
TS565061 | Anti-spatter blanket in glass fibre - One side polyurethane coating - 1000x1000 h mm - Thickness 0,8 mm - Weight 690 g/m2 - 550°C | 1163
TS565062 | Anti-spatter blanket in glass fibre - One side polyurethane coating - 2000x1000 h mm - Thickness 0,8 mm - Weight 690 g/m2 - 550°C | 1680
TS565065 | Anti-spatter blanket in glass fibre - One side polyurethane coating - 2000x2000 h mm -Thickness 0,8 mm - Weight 690 g/m2 - 550°C | 3747
TS5660061025 | Anti-spatter blanket in glass fibre - One side polyurethane coating - 1000 h mm - L. 25 m - Thickness 0,8 mm - Weight 690 g/m2 - 550°C | 12144
TS565322 | Anti-spatter blanket in glass fibre - Vermiculite coating on both sides - 2000x1000 h mm - Thickness 1,4 mm - Weight 1035 g/m2 - 750°C | 3618
TS565325 | Anti-spatter blanket in glass fibre - Vermiculite coating on both sides - 2000x2000 h mm - Thickness 1,4 mm - Weight 1035 g/m2 - 750°C | 3618
TS5653021025 | Anti-spatter blanket in glass fibre - Vermiculite coating on both sides - 1000 h mm - L. 25 m - Thickness 1,4 mm - Weight 1035 g/m2 - 750°C | 7106
TS565091 | Anti-spatter blanket in silica fibre - 900x1000 h mm - Thickness 1,3 mm - Weight 1220 g/m2 - 1000°C | 2455
TS565092 | Anti-spatter blanket in silica fibre - 900x2000 h mm - Thickness 1,3 mm - Weight 1220 g/m2 - 1000°C | 4134
TS565095 | Anti-spatter blanket in silica fibre - 1800x2000 h mm - Thickness 1,3 mm - Weight 1220 g/m2 - 1000°C | 8656
TS5650090950 | Anti-spatter blanket in silica fibre - In rolls - 900 h mm - L. 50 m - Thickness 1,3 mm - Weight 1220 g/m2 - 1000°C | 91594
Flexibilní hadice
T15
Objednací číslo | Popis | CZK bez DPH
T1500000000032 | Flexible hose - Ø 30 mm - Price per meter | 569
T1500000000041 | Flexible hose - Ø 40 mm - Price per meter | 621
T1500000000051 | Flexible hose - Ø 50 mm - Price per meter | 672
T1500000000063 | Flexible hose - Ø 60 mm - Price per meter | 827
T1500000000075 | Flexible hose - Ø 75 mm - Price per meter | na dotaz
T1500000000080 | Flexible hose - Ø 80 mm - Price per meter | na dotaz
T1500000000100 | Flexible hose - Ø 100 mm - Price per meter | na dotaz
T15 - Příslušenství
Objednací číslo | Popis | CZK bez DPH
ACC0T15AA00032 | Thread coupling - 0 - 70 °C - L. 100 mm - (50 mm + thread - 45 mm)T15 Ø 30 mm | on request
ACC0T15AA00041 | Thread coupling - 0 - 70 °C - L. 100 mm - (50 mm + thread - 45 mm)T15 Ø 40 mm | on request
ACC0T15AA00051 | Thread coupling - 0 - 70 °C - L. 100 mm - (50 mm + thread - 45 mm)T15 Ø 50 mm | 672
ACC0T15AA00063 | Thread coupling - 0 - 70 °C - L. 100 mm - (50 mm + thread - 45 mm)T15 Ø 60 mm | on request
ACC0T15AA00075 | Thread coupling - 0 - 70 °C - L. 100 mm - (50 mm + thread - 45 mm)T15 Ø 75 mm | on request
T19
Objednací číslo | Popis | CZK bez DPH
T1900750000000 | Flexible hose - Ø 75 mm - Price per meter | 311
T1900000000100 | Flexible hose - Ø 100 mm - Price per meter | 440
T1900000000125 | Flexible hose - Ø 125 mm - Price per meter | 621
T1900000000150 | Flexible hose - Ø 150 mm - Price per meter | 827
T1900000000160 | Flexible hose - Ø 160 mm - Price per meter | 621
T20
Objednací číslo | Popis | CZK bez DPH
T2000000000075 | Flexible hose - Ø 75 mm - Price per meter | 595
T2000000000100 | Flexible hose - Ø 100 mm - Price per meter | 672
T2000000000125 | Flexible hose - Ø 125 mm - Price per meter | 750
T2000000000150 | Flexible hose - Ø 150 mm - Price per meter | 1086
T2000000000160 | Flexible hose - Ø 160 mm - Price per meter | 1241
T2000000000200 | Flexible hose - Ø 200 mm - Price per meter | 1344
T2000000000250 | Flexible hose - Ø 250 mm - Price per meter | 1887
T2000000000300 | Flexible hose - Ø 300 mm - Price per meter | 2843
T20AS000000100 | Antistatic flexible hose - Ø 100 mm - Price per meter | 827
T20AS000000125 | Antistatic flexible hose - Ø 125 mm - Price per meter | 1060
T20AS000000160 | Antistatic flexible hose - Ø 160 mm - Price per meter | 1241
T20AS000000200 | Antistatic flexible hose - Ø 200 mm - Price per meter | 2403
T36
Objednací číslo | Popis | CZK bez DPH
T3600000000076 | Flexible hose - Ø 75 mm - Price per meter | 2197
T3600000000102 | Flexible hose - Ø 100 mm - Price per meter | 2558
T3600000000127 | Flexible hose - Ø 125 mm - Price per meter | 3230
T3600000000152 | Flexible hose - Ø 150 mm - Price per meter | 3489
T3600000000165 | Flexible hose - Ø 160 mm - Price per meter | 3876
T3600000000178 | Flexible hose - Ø 175 mm - Price per meter | 4264
T3600000000203 | Flexible hose - Ø 200 mm - Price per meter | 4910
T3600000000254 | Flexible hose - Ø 250 mm - Price per meter | 5943
T3600000000305 | Flexible hose - Ø 300 mm - Price per meter | 7364